## Sheet1
Product Code | PPG Code | Description | Discount Group | Retail GBP £
1605695215 |  | 1.5" - 2" Rainbow Non - Return Valve with 2lb Spring | O | 87.5
2118680050 |  | GC Crystal Analogue Closed Amperometric Chlorine Probe (PPM), Free Chlorine - 0-10mg/L, 0.5 Bar max | S | 2001.3648
2118680052 |  | GC Crystal Digital Closed Amperometric Chlorine Probe (Pro), Free Chlorine - 0-10mg/L, 0.5 Bar max | S | 2796.5026
2118680060 |  | GC Crystal pH Electrode 0.8m Cable | S | 158.0036
2118680065 |  | GC Crystal ORP Electrode 0.8m Cable | S | 165.1056
2118680203 | 3016060207 | GC Crystal PVC Tubing 4mm ID x 6mm OD 25m Coil | O | 42.22
2118680213 | 3016060202 | GC Crystal PE Tubing 4mm ID x 6mm OD 30m Coil | O | 49.21
2118680221 |  | GC Crystal PVDF Tubing 4mm ID x 6mm OD 10m Coil | O | 97.202
2118680223 |  | GC Crystal PVDF Tubing 4mm ID x 6mm OD 25m Coil | O | 291.5848
3590903000 |  | Tylo Solvent Descaler 80g Sachet | ST | 14.93
5000000060 |  | Certikin HD100 Skimmer Lid Frame Screw M6 x 12 Pack of 10 | SPRS | 23.5
5000000065 |  | Certikin PU9 Light Front Plate Screw M6 x 24 Pack of 10 | SPRS | 19.7
5000000085 |  | Certikin Fitting Screw No 10. x 1" Pack of 25 | SPRS | 7.45
5000000088 |  | Certikin Wide Angle Extention Throat Holding Screw - Pack of 10 | SPRS | 4.55
5000000150 |  | Certikin HD100 Skimmer & HD33 Old Main Drain Screw No.12 x 7/8" CSK Head - Pack of 25 | SPRS | 6.6
5000000160 |  | Certikin High Flow Low Velocity Grille 1.5" Screws Pack of 10 | SPRS | 10.25
5018000055 |  | Certikin PU9 Light Housing Screw M4 x 20 Pack of 10 | SPRS | 8.1
6018000020 |  | Certikin Black Adhesive Gasket Sheet | SPRS | 28.8
6018004054 |  | Certikin HD53L 54L 20L Liner 1.5" Eyeball Fixed Grate Inlet / Vacuum Clamp Plate | SPRS | 7.9
6018004056 |  | Certikin HD53L 54L 20L Liner 1.5" Eyeball / Fixed Grate Inlet / Vacuum Gasket | SPRS | 2.35
6018004058 |  | Certikin HD53L 54L 20L Liner 1.5" Eyeball / Fixed Grate Inlet / Vacuum Body | SPRS | 9.45
6018004060 |  | Certikin HD53L 54L 20L Liner 1.5" Eyeball / Fixed Grate Inlet / Vacuum Back Nut for Panel Pools | SPRS | 9.1
6018028198 |  | Certikin HD100N Skimmer 1 Part Front Plate | SPRS | 14.15
6018028204 |  | Certikin HD100N Skimmer Liner Back U-Bracket | SPRS | 11.55
6018031235 |  | Certikin HD101L Wide Angle Extension Throat Liner Clip-on Cover Plate | SPRS | 13.85
6018031237 |  | Certikin HD101L Wide Angle Extension Throat Liner Flange (425mm x 195mm) | SPRS | 17.4
6018031239 |  | Certikin HD101L Wide Angle Extension Throat Liner Flange Gasket | SPRS | 9.1
6018040334 |  | Certikin HD33L Liner Main Drain Flange | SPRS | 13.95
6018040336 |  | Certikin HD33L Liner Main Drain Flange Gasket | SPRS | 4.15
6018040340 |  | Certikin Main Drain Liner Clamp Ring - Concrete/Liner Adaptor | SPRS | 12.55
6018051405 |  | Certikin PU9 Liner Underwater Light Fascia Ring | SPRS | 20.4
6018051406 |  | Certikin PU9 Liner Underwater Light 12 Hole Face Plate | SPRS | 24.4
6018051408 |  | Certikin PU9 Liner Underwater Light Gasket | SPRS | 13.75
6018051414 |  | Certikin PU9 Liner Underwater Light Backing Ring | SPRS | 14.95
6021092922 |  | Fibreglass 8' & 10' Roman End Gasket per 6 Metre Roll (3" Wide) | SPRS | 77.23
6021092960 |  | Fibreglass Roman End Bolt Cover Plugs | SPRS | 1.16
6081092924 |  | Rovel Roman End Gasket 25 Metre Roll | SPRS | 98
6081092936 |  | 10' Clamp & Face Plate Strip - 2 required per 10' Roman Rovel End | SPRS | 89.49
6081092950 |  | Rovel Screws - Suits all Sizes (Pack of 75) | SPRS | 39.5
6118014064 |  | Certikin HD5015 Adjustable Inlet 1.5" ABS Plate | SPRS | 4.8
6118015064 |  | Certikin CK5015 Adjustable Inlet 1.5" Chrome Top Plate | SPRS | 26.3
6118031235 |  | Certikin HD101 Wide Angle Extension Throat Concrete Cover Plate (435mm x 220mm) | SPRS | 17.85
6118051405 |  | Certikin PU9 Concrete Underwater Light Fascia Ring | SPRS | 21.3
6118051410 |  | Certikin PU9 Concrete Underwater Light Niche Only | SPRS | 36.75
6218004050 |  | Certikin HD53 Concrete Inlet Eyeball Housing | SPRS | 4.95
6218004052 |  | Certikin HD53 Concrete/Liner Inlet Eyeball Only - Clear | SPRS | 5.1
6218009050 |  | Certikin HD54 Inlet Suction Grate Fitting | SPRS | 5.9
6218020050 |  | Certikin HD20 Concrete 1.5" Vacuum Point Cover Plate | SPRS | 6.45
6218028170 |  | Certikin HD100 Skimmer Lid | SPRS | 25.05
6218028172 |  | Certikin HD100 Skimmer Floating Collar Weir | SPRS | 15.5
6218028174 |  | Certikin HD100 Skimmer Collar Weir Clip | SPRS | 0.88
6218028176 |  | Certikin HD100 Skimmer Float Guide | SPRS | 12.95
6218028178 |  | Certikin HD100 Skimmer Collar Weir Basket | SPRS | 19.7
6218028186 |  | Certikin HD100 Skimmer & HD108 Automatic Water Top-Up Unit Lid Frame | SPRS | 28.1
6218028192 |  | Certikin HD100 Skimmer Weir Flap | SPRS | 15.95
6218028202 |  | Certikin HD100 Skimmer Liner Gasket | SPRS | 9.55
6218028206 |  | Certikin HD100 Skimmer Keyhole Flap | SPRS | 2.85
6218028214 |  | Certikin HD100 Skimmer 50mm Metric Slip Plug | SPRS | 5.95
6218028266 |  | Certikin HD100 Skimmer & HD108 Top-Up Lid Frame & 50mm Extension | SPRS | 48
6218037262 |  | Certikin HD108 Automatic Water Top-Up Unit Lid - Marked "Top-Up" | SPRS | 25.9
6218037266 |  | Certikin HD108 Automatic Water Top-Up Unit Frame Extension | SPRS | 38.5
6218037272 |  | Certikin HD108 Replacement Automatic Water Top-Up Unit Valve Only (Complete) | SPRS | 45.5
6218040040 |  | Certikin Main Drain High Flow Low Velocity ABS Grille (New Type) - SPC266N | H | 35
6218040328 |  | Certikin HD33 ABS Main Drain Grille for Domestic Use (Old Type) | SPRS | 16.95
6218040330 |  | Certikin HD33 Main Drain Grille Stainless Steel Kit (Grille Flange & Screws) | H | 68
6218051396 |  | Certikin PU9 Underwater Light Vandal Resistant Lens | SPRS | 16.43
6218051400 |  | Certikin PU9 Underwater Light Front Plate | SPRS | 27.7
6218051402 |  | Certikin PU9 Underwater Light Bulb O-ring - Old Type | SPRS | 4.65
6218051403 |  | Certikin PU9 Underwater Light Bulb Gasket - New Type | SPRS | 2.82
6218051418 |  | Certikin PU9 Underwater Light Cable Per Metre | SPRS | 14.7
6218063468 |  | Certikin PU10 Deck Box Lid Screw - Pack of 10 | SPRS | 6.65
6218063470 |  | Certikin PU10 Deck Box Lid | SPRS | 8.9
6218063472 |  | Certikin PU10 Deck Box Lid O-ring | SPRS | 4.8
6218063474 |  | Certikin PU10 Deck Box Lid O-ring Water Tight Seal | SPRS | 4.5
6218063484 |  | Certikin PU10 Deck Box Flexible Conduit Gland | SPRS | 18.1
6218063486 |  | Certikin PU10 Deck Box Flexible Conduit - 1 Metre Length | SPRS | 12.9
6218063487 |  | Certikin PU10 Deck Box Flexible Conduit 15 Metre Coil | SPRS | 98.58
6218080850 |  | Certikin 1.5" Ladder Pinch Anchor Only | SPRS | 12.6
6218080854 |  | Certikin 1.5" Ladder Pinch Anchor Bolt M8 x 30mm (Pack of 4) | SPRS | 14.5
6218080856 |  | Certikin 1.5" Ladder Escutcheon Plate | SPRS | 9.3
6218080860 |  | Certikin 1.5" Ladder Tread Nut Bolt & Washer M8 | SPRS | 12.55
6218080868 |  | Certikin 1.5" Ladder ABS Tread | SPRS | 26.18
6218080870 |  | Certikin 1.5" Ladder Pressed Stainless Steel Tread c/w White ABS Ends - 444mm | SPRS | 75.79
6218080872 |  | Certikin 1.5" Ladder ABS Insert for Stainless Steel Tread | SPRS | 4.95
6218080874 |  | Certikin 1.5" Ladder Hard Insert for Pimple Pad | SPRS | 1.75
6218080876 |  | Certikin 1.5" Ladder White Pimple Pad | SPRS | 6.4
6218086852 |  | Certikin / Swimmer 1.7" Ladder Pinch Anchor | SPRS | 19.85
6218086856 |  | Certikin / Swimmer 1.7" Ladder Stainless Steel Escutcheon Plate | SPRS | 24.8
6218086862 |  | Certikin / Swimmer 1.7" Ladder Tread Bolt (Pack of 4) | SPRS | 15.4
6218086870 |  | Certikin 1.7" Ladder Stainless Steel Single Tread - 454mm | SPRS | 70.4
6218086874 |  | Certikin 1.7" Ladder Rubber Bung - Per Pair | SPRS | 7.1
6225059010 |  | EVA Optic Q2 6500K LED Light with 10m Cable (Excluding Driver & PSU) | SPRS | 510.09
6225059015 |  | EVA Optic Q2 6500K LED Light with 30m Cable (Excluding Driver & PSU) | SPRS | 626.56
6225059020 |  | EVA Optic Q2 2700K LED Light with 10m Cable (Excluding Driver & PSU) | SPRS | 510.09
6225059025 |  | EVA Optic Q2 2700K LED Light with 30m Cable (Excluding Driver & PSU) | SPRS | 626.56
6225059070 |  | EVA Optic RX ECO 6500K LED Light with 10m Cable (Excluding Driver & PSU) | SPRS | 549.44
6225059075 |  | EVA Optic RX ECO 6500K LED Light with 30m Cable (Excluding Driver & PSU) | SPRS | 681.99
6225059080 |  | EVA Optic RX ECO 3000K LED Light with 10m Cable (Excluding Driver & PSU) | SPRS | 549.44
6225059085 |  | EVA Optic RX ECO 3000K LED Light with 30m Cable (Excluding Driver & PSU) | SPRS | 681.99
6225059090 |  | EVA Optic RX ECO Ocean Blue LED Light with 10m Cable (Excluding Driver & PSU) | SPRS | 549.44
6225059095 |  | EVA Optic RX ECO Ocean Blue LED Light with 30m Cable (Excluding Driver & PSU) | SPRS | 681.99
6225059120 |  | EVA Optic RX SMART RGBW 6500K LED Light with 10m Cable (Excluding Driver & PSU) | SPRS | 602
6225059125 |  | EVA Optic RX SMART RGBW 6500K LED Light with 30m Cable (Excluding Driver & PSU) | SPRS | 724.79
6225059130 |  | EVA Optic RX SMART RGBW 3000K LED Light with 10m Cable (Excluding Driver & PSU) | SPRS | 602
6225059135 |  | EVA Optic RX SMART RGBW 3000K LED Light with 30m Cable (Excluding Driver & PSU) | SPRS | 724.79
6225059180 |  | EVA Optic A6 2700K LED Light with 10m Cable (Excluding Driver & PSU) | SPRS | 722.46
6225059185 |  | EVA Optic A6 2700K LED Light with 30m Cable (Excluding Driver & PSU) | SPRS | 839.15
6225059190 |  | EVA Optic A6 6500K LED Light with 10m Cable (Excluding Driver & PSU) | SPRS | 722.46
6225059195 |  | EVA Optic A6 6500K LED Light with 30m Cable (Excluding Driver & PSU) | SPRS | 839.15
6225059230 |  | EVA Optic A12 6500K LED Light with 10m Cable (Excluding Driver & PSU) | SPRS | 1039.69
6225059235 |  | EVA Optic A12 6500K LED Light with 30m Cable (Excluding Driver & PSU) | SPRS | 1161.9
6225059240 |  | EVA Optic A12 2700K LED Light with 10m Cable (Excluding Driver & PSU) | SPRS | 1039.69
6225059245 |  | EVA Optic A12 2700K LED Light with 30m Cable (Excluding Driver & PSU) | SPRS | 1161.9
6225062010 |  | EVA PSU for Q2 MONO Lights Including IP66 Housing | SPRS | 222.42
6225062015 |  | EVA PSU for Q2 RGBW Underwater Lights Including IP66 Housing | SPRS | 775.3
6225062040 |  | EVA PSU for RX ECO Lights Including IP66 Housing | SPRS | 238.49
6225062045 |  | EVA PSU for RX SMART RGBW Lights Including IP66 Housing | SPRS | 679.88
6225062070 |  | EVA PSU for A6 MONO Lights Including IP66 Housing | SPRS | 217.02
6225062075 |  | EVA PSU for A6 RGBW Lights Including IP66 Housing | SPRS | 849.19
6225062100 |  | EVA PSU for A12 Mono Lights Including IP66 Housing | SPRS | 308.49
6225062105 |  | EVA PSU for A12 RGBW Lights Including IP66 Housing | SPRS | 953.65
6225064010 |  | EVA Optic Q2 MONO PSU (E) / Driver 150mA Including ATS | SPRS | 112.96
6225064040 |  | EVA Optic RX ECO / A6 MONO PSU (E) / Driver 700mA Including ATS | SPRS | 112.96
6225064100 |  | EVA Optic A12 MONO PSU (E) / Driver 1400mA Including ATS | SPRS | 173.3
6225071025 |  | EVAstream Surface Mount Suction Cup | SPRS | 58.94
6225071030 | 3097030059 | EVAstream Surface Mount Adjusting Bolt | SPRS | 22.45
6225071043 |  | EVAstream Surface Mount Housing - ABS Anthracite Grey | SPRS | 701.63
6225071045 |  | EVAstream Surface Mount Housing - ABS White | SPRS | 701.63
6225071050 |  | EVAstream Surface Mount Housing - Stainless Steel | SPRS | 1655.85
6225071110 |  | EVAstream FIT Turbine with Mounting Bracket | SPRS | 5963.87
6225071124 |  | EVAstream FIT Motor Control Unit - PIEZO Ready | SPRS | 6314.68
6225071130 |  | EVAstream PRO Turbine with Mounting Bracket | SPRS | 5963.87
6225071144 |  | EVAstream PRO Motor Control Unit - PIEZO Ready | SPRS | 7695.65
6225071150 |  | EVAstream MAX 2 x Turbines with Mounting Brackets | SPRS | 11927.73
6225071164 |  | EVAstream MAX Motor Control Unit - PIEZO Ready | SPRS | 8770.39
6232080880 | 3059020631 | Flexinox 1.7" Stainless Steel Safety Double Tread | SPRS | 155.94
6234200004 |  | Control Panel Single Unswitched Waterproof Socket Mains | SPRS | 31.83
6234200005 |  | Control Panel LED Bulkhead Mains Light | SPRS | 63.03
6234200009 |  | Control Panel Enclosure Metal 600 x 600 x 200 | SPRS | P O A
6234820505 |  | Control Panel 5A Thermal Overload | SPRS | 111.82
6234820510 |  | Control Panel 10A Thermal Overload | SPRS | 107.66
6234820515 |  | Control Panel 15A Thermal Overload | SPRS | 106.22
6234820536 |  | Control Panel 25A / 32A Contactor | SPRS | 77.57
6234820540 |  | Control Panel 230 20A Contactor | SPRS | 72.06
6234820543 |  | Control Panel 1.6 - 2.5A Manual Motor Starter | SPRS | 80.37
6234820550 |  | Control Panel 2.5 - 4A Manual Motor Starter | SPRS | 92.31
6234820554 |  | Control Panel 4.0 - 6A Manual Motor Starter | SPRS | 92.31
6234820558 |  | Control Panel 6 - 10A Manual Motor Starter | SPRS | 92.31
6234820560 |  | Control Panel 14.0 - 22A Manual Motor Starter | SPRS | 102.71
6234820562 |  | Control Panel IMO Aux Tripped Contacts | SPRS | 25.97
6234820563 |  | Control Panel RS Aux Tripped Contacts | SPRS | 24.58
6234820628 |  | Control Panel Impulse Relay 24V DC | SPRS | 126.15
6234820634 |  | Control Panel 230V Relay 14 Pin | SPRS | 18.55
6234820650 |  | Control Panel 230V Relay Base 14 Pin | SPRS | 11.91
6234820723 |  | Control Panel PT100 Temperature Sensor with 2m Cable | SPRS | 51.38
6234820724 |  | Control Panel PT100 Temperature Sensor with 10m Cable - BUILD TO STOCK | SPRS | 66.77
6234820725 |  | Control Panel Digital Thermostat | SPRS | 207.48
6234820733 |  | Control Panel Time Switch | SPRS | 92.92
6234820778 |  | Control Panel Schneider 2A C Type MCB | SPRS | 51.35
6234820780 |  | Control Panel Schneider 6A D Type MCB | SPRS | 46.77
6234820781 |  | Control Panel Schneider 6A D Type Double Pole MCB | SPRS | 133.91
6234820785 |  | Control Panel Schneider 6A MCB | SPRS | 42.49
6234820790 |  | Control Panel Schneider 10A C Type MCB | SPRS | 37.97
6234820791 |  | Control Panel Schneider 10A D Type Double Pole MCB | SPRS | 123.45
6234820792 |  | Control Panel Schneider 10A Triple Pole MCB | SPRS | 167.38
6234820795 |  | Control Panel Schneider 16A C Type MCB | SPRS | 40.49
6234820798 |  | Control Panel Schneider 16A D Type MCB | SPRS | 40.49
6234820801 |  | Control Panel Schneider 20A Double Pole MCB | SPRS | 115.08
6234820803 |  | Control Panel Schneider 20A D Type MCB | SPRS | 49.35
6234820806 |  | Control Panel Schneider 32A D Type MCB | SPRS | 42.15
6234820808 |  | Control Panel Schneider 40A D Type MCB | SPRS | 49.69
6234820810 |  | Control Panel Schneider 32A C Type Heater MCB | SPRS | 39.91
6234820813 |  | Control Panel 2 Pole RCD | SPRS | 146.03
6234820817 |  | Control Panel 4 Pole RCD | SPRS | 181.91
6234820825 |  | Control Panel 6A RCBO | SPRS | 242.71
6236830143 |  | PoolCop Evolution Kit Diffuser Replacement 2" | SPRS | 149.05
6265067040 |  | Badu Jet Classic / Super-sport / Eco Motion Locking Cap for Impellor | SPRS | 19.54
6265067042 |  | Badu Jet Classic / Super-sport / Eco Motion O-ring for Impellor Locking Cap | SPRS | 2.84
6265067045 |  | Badu Jet Classic / Resort Impellor for 21/80-32 Motor | SPRS | 145.19
6265067047 |  | Badu Jet Super-sport Impellor for 21/80-33 Motor | SPRS | 145.19
6265067055 | 3087010203 | Badu Pump Seal 20mm | SPRS | 62.99
6265067062 |  | Badu Jet Classic / Super-sport Pump Casing O-ring | SPRS | 33.03
6265067070 |  | Badu Jet Classic / Super-sport Motor Packing Washer | SPRS | 0.46
6265067071 |  | Badu Jet Classic / Super-sport Motor V Ring | SPRS | 3.31
6265071001 |  | Pahlen Jet Swim 2000 Front Plate & Screws (pre 2018) | SPRS | 625.24
6265071002 |  | Pahlen Jet Swim 2000 Front Plate & Screws (2018 Onwards) | SPRS | 668.84
6265071003 |  | Pahlen Jet Swim 2000 Front Ring / Handle & Screws | SPRS | 292.37
6265071018 |  | Pahlen Jet Swim 2000 Fixing Pin (2018 Onwards) | SPRS | 53.67
6265071019 |  | Pahlen Jet Swim 2000 Plug 0.25" PVC with 2.5mm Pipe | SPRS | 30.23
6265071020 |  | Pahlen Jet Swim 2000 Start Button | SPRS | 44.56
6265071031 |  | Pahlen Jet Swim 2000 Hose Connection Air Injection and Protective Pipe Start Hose | SPRS | 112.57
6265071035 |  | Pahlen Jet Swim 2000 Clamping Ring, Gasket, Self Adhesive Gasket & Screws | SPRS | 112.57
6265071053 |  | Pahlen Jet Swim 2000 Hose & Clamp for Air Injection 80cm | SPRS | 14.53
6265071103 |  | Pahlen Jet Swim Motion Clamping Ring with Gaskets and Screws | SPRS | 73.05
6265071135 |  | Pahlen Jet Swim Motion Front Ring with Screws | SPRS | 95.91
6265071210 |  | Pahlen Jet Swim Athlete Front Plate Gaskets | SPRS | 77.5
6265071235 |  | Pahlen Jet Swim Athlete Plug - Complete | SPRS | 148.22
6265071245 |  | Pahlen Jet Swim Athlete Front Plate Assembly | SPRS | 221.46
6265071601 |  | Pahlen Jet Swim 2000 Hose for Start per Metre | SPRS | 13.18
6265071602 |  | Pahlen Jet Swim Motion Hose for Start | SPRS | 20.73
6265072000 | 3003019701 | Pahlen Jet Swim 2000 Control Box | SPRS | 592.36
6265072002 |  | Pahlen Jet Trainer Pressure Switch | SPRS | 97.26
6265072012 |  | Pahlen Jet Swim 2000 Shaft Seal Type CD201 | SPRS | 105.6
6265072016 |  | Pahlen Jet Swim 2000 / Jet Swim Athlete Hose Clamp and Pressure Hose 2.5" | SPRS | 103.27
6265072025 |  | Pahlen Jet Swim 2000 Pump Housing O-ring | SPRS | 12.59
6265072028 |  | Pahlen Jet Swim 2000 Impellor | SPRS | 473.92
6265072038 |  | Pahlen Jet Swim 2000 / Jet Swim Athlete Hose Connection 2.5" (2 Piece) | SPRS | 51.73
6265072043 |  | Pahlen Jet Swim 2000 Drain Plug & Gasket | SPRS | 30.03
6265072112 |  | Pahlen Jet Swim Motion Seal Plate, O Ring and Shaft Seal | SPRS | 182.9
6265072128 |  | Pahlen Jet Swim Motion Impellor and Nut | SPRS | 434.78
6265072138 |  | Pahlen Jet Swim Motion Hose for Connection | SPRS | 28.48
6265072215 |  | Pahlen Jet Swim Athlete Seal, Plate & O-ring | SPRS | 170.5
6268080848 |  | Plastica Wedge Anchor for 1.7" / 43mm Ladder | SPRS | 16.65
6268080856 |  | Plastica 1.7" Ladder Escutcheon Plate | SPRS | 31.4
6268080866 |  | Plastica Tread Bolt Assembly for 1.7" / 43mm Ladder | SPRS | 9.08
6268080870 |  | Plastica Stainless Steel Tread for 1.7" / 43mm Ladder | SPRS | 91.98
6268080871 |  | Plastica Stainless Steel Double Tread for 1.7" / 43mm Ladder | SPRS | 147.48
6268080873 |  | Plastica Ladder End Stop Cushion for 1.7" / 43mm Ladder | SPRS | 7.71
6269671060 |  | PoolCop Ocean 60 Replacement Cell | SPRS | 570.45
6269671120 |  | PoolCop Ocean 120 Replacement Cell | SPRS | 899.83
6269671200 |  | PoolCop Ocean 200 Replacement Cell | SPRS | 1453.72
6269830001 |  | PoolCop Evolution VDU Cover with Keypad EVO | SPRS | 72.23
6269830009 |  | PoolCop Evolution & Genesis Waterline Level Sensor | SPRS | 152.73
6269830020 |  | PoolCop Evolution Battery 12V VRLA FR | SPRS | 39.93
6269830042 |  | PoolCop Evolution Silicone Grease Tube | SPRS | 11.04
6269830053 |  | PoolCop Kit Rotor, Cover and Santoprene Tube | SPRS | 45.08
6269830075 |  | PoolCop Evolution / Genesis pH+ORP Sensor Housing Kit | SPRS | 13.8
6269830141 |  | PoolCopEvolution Kit Diffuser Replacement 1.5" | SPRS | 85.57
6269830152 |  | PoolCop Chlorine Sensor Prefilter Replacement Cartridge | SPRS | 15.64
6269830160 |  | PoolCop Foot Filter | SPRS | 24.01
6269830171 |  | PoolCop Evolution Air Temperature Sensor | SPRS | 35.51
6282070008 |  | Badu Jet Classic / Super-sport / Stella Tube Clamp S14/9ZY | SPRS | 4
6282070009 |  | Badu Jet Classic / Super-sport Mounting Support for Air Control W1976 | SPRS | 18.74
6282070010 |  | Badu Jet Classic / Super-sport Plastic Hexagon Head Bolt M8 x 80 | SPRS | 2.08
6282070011 |  | Badu Jet Classic / Super-sport Nut M8 A4 | SPRS | 0.9
6282070012 |  | Badu Jet Classic / Super-sport / Stella / Perla / Rva Flat Washer M8 DIN9021 | SPRS | 0.67
6282070013 |  | Badu Jet Classic / Super-sport 3 Hole Gasket 60 x 2mm | SPRS | 1.08
6282070014 |  | Badu Jet Classic / Super-sport PVC Hose 600mm 19 x 4mm | SPRS | 12.05
6282070015 |  | Badu Jet Classic / Super-sport Hose Clamp S27/12 SKZ | SPRS | 5.15
6282070016 |  | Badu Jet Classic / Super-sport Brass Socket with Female Thread PG 13 5 | SPRS | 24.33
6282070017 |  | Badu Jet Classic / Super-sport Pressure Screw CH13M | SPRS | 0.94
6282070018 |  | Badu Jet Classic / Super-sport Seal Ring 7 x 18.5 x 6.5mm | SPRS | 0.86
6282070019 |  | Badu Jet Classic / Super-sport Galvanised Pressure Washer D313/14 | SPRS | 0.33
6282070020 |  | Badu Jet Classic / Super-sport Toroidal Black Rubber Sealing Ring 7mm - 2cm Length | SPRS | 16.33
6282070021 |  | Badu Jet Classic / Super-sport Top Part for Air Control W1933 | SPRS | 13.97
6282070022 |  | Badu Jet Classic / Super-sport Bottom Part for Air Control W1934 | SPRS | 6.98
6282070023 |  | Badu Jet Classic / Super-sport Brass Cylinder Head Bolt M10 x 80 with 5mm Hole | SPRS | 14.72
6282070024 |  | Badu Jet Classic / Super-sport Rubber Insert for Air Control | SPRS | 2.84
6282070025 |  | Badu Jet Classic / Super-sport Gasket for Air Control 42 x 11 x 2mm | SPRS | 2
6282070026 |  | Badu Jet Classic Gasket with Knobs | SPRS | 51.43
6282070027 |  | Badu Jet Classic Clamping Ring Gasket - 270mm | SPRS | 67.32
6282070028 |  | Badu Jet Super-sport Clamping Ring Gasket 380mm | SPRS | 62.86
6282070034 |  | Badu Jet Classic / Super-sport Brass Chrome Plated Ball Valve RP 2 1/2 | SPRS | 173.4
6282070038 |  | Badu Jet Classic / Super-sport Pneumatic Push Button W3400 386S | SPRS | 66.07
6282070046 |  | Badu Jet Classic / Super-sport Non-corrosive Tube Clamp 6.8 - 8mm | SPRS | 5.38
6282070047 |  | Badu Jet Classic / Super-sport Clear PVC Hose 4 x 1.5mm per 10 Meters | SPRS | 16.7
6282070055 |  | Badu Jet Classic / Super-sport 4 Hole Gasket 103 x 81.5 x 0.6mm | SPRS | 4.34
6282070056 |  | Badu Jet Retainer Ring / Nozzle Seat | SPRS | 5.15
6282070057 |  | Badu Jet Classic / Super-sport / Primavera Spacer Ring 60 x 73.5 x 6.2mm | SPRS | 3.42
6282070058 |  | Badu Jet Classic / Super-sport Spacer Ring 60 x 73.5 x 1.5mm | SPRS | 0.9
6282070059 |  | Badu Jet Classic / Super-sport Nozzle Clamping Plate W1924 | SPRS | 30.4
6282070060 |  | Badu Jet Classic / Super-sport Spring Washer B6 A4 | SPRS | 0.25
6282070061 |  | Badu Jet Classic / Super-sport Nut M6 A2 | SPRS | 0.38
6282070062 |  | Badu Drain Plug O-ring 11 x 2.5mm | SPRS | 0.63
6282070077 |  | Badu Jet Classic / Super-sport Brass Plug G2 | SPRS | 50.64
6282070078 |  | Badu Jet Classic / Super-sport Gasket for Brass Plug G2 | SPRS | 1.77
6282070079 |  | Badu Jet Classic / Super-sport Special Brass Reducer Elbow RP 2.75" x 2.5" x 2" | SPRS | 366.04
6282070081 |  | Badu Jet Classic / Super-sport Plastic Hose Socket GRS6-4 | SPRS | 2
6282070083 |  | Badu Jet Classic / Super-sport Clear PVC Hose 220mm 6 x 1.5mm | SPRS | 1.77
6282070089 |  | Badu Jet Classic / Super-sport Massage Hose Complete | SPRS | 192.1
6282070094 |  | Badu Jet Classic / Super-sport Washer A4 6.4mm | SPRS | 0.15
6282070097 |  | Badu Jet Classic / Super-sport Cap for Pneumatic Push Button W3864 | SPRS | 15.1
6282071002 |  | Badu Jet Classic Brass Duplex Nipples R2 | SPRS | 72.01
6282071003 |  | Badu Jet Classic Brass Part with Socket R 1/2 | SPRS | 15.78
6282071005 |  | Badu Jet Classic Plastic Hose Socket GES8 R 1/4 | SPRS | 3.42
6282071007 |  | Badu Jet Classic PVC Hose 800mm 8 x 3mm | SPRS | 5.38
6282071028 |  | Badu Jet Classic Clamping Ring W2103 | SPRS | 41.7
6282071029 |  | Badu Jet Classic Cylinder Head Bolt M6 x 25 A4 | SPRS | 1.15
6282071030 |  | Badu Jet Classic Plastic Protective Cover 275mm Diameter | SPRS | 20.24
6282071031 |  | Badu Jet Classic Stud Bolt with Slot M6 x 80 | SPRS | 1.15
6282071032 |  | Badu Jet Classic Flat Washer M6 DIN 9021 | SPRS | 0.38
6282071049 |  | Badu Jet Classic Hexagon Head Cap Screw 4.8 x 16mm A4 | SPRS | 2.25
6282071051 |  | Badu Jet Classic Oval Head Screw M6 x 97/25 A2 | SPRS | 28.69
6282071053 |  | Badu Jet Classic Nozzle Housing W2100 | SPRS | 78.87
6282071054 |  | Badu Jet Classic Adjustable Nozzle 40mm | SPRS | 84.02
6282071069 |  | Badu Jet Classic Hose Clamp S63/20 W1 | SPRS | 10.15
6282071070 |  | Badu Jet Classic PVC Hose 50 x 7.5 x 150mm | SPRS | 36.69
6282071071 |  | Badu Jet Classic Brass Hose Socket 50mm x R2" | SPRS | 118.76
6282071072 |  | Badu Jet Classic Union Nut and Gasket with Hose Socket 2.5" x 52mm | SPRS | 139.21
6282071074 |  | Badu Jet Classic PVC Hose 50 x 7.5 x 230mm | SPRS | 49.85
6282071082 |  | Badu Jet Classic Hose Clamp S7/9ZY | SPRS | 3.54
6282071091 |  | Badu Jet Classic Special Elbow - G | SPRS | 307.27
6282071093 |  | Badu Jet Classic Square Cover W3868 | SPRS | 40.93
6282071095 |  | Badu Jet Classic Cylinder Head Bolt M6 x 16 A4 | SPRS | 0.63
6282071096 |  | Badu Jet Classic Square Cover for Plug W3877B | SPRS | 9.24
6282071501 |  | Badu Jet Wave / Vogue Jet-Housing Assembled | SPRS | 641.86
6282071505 |  | Badu Jet Primavera / Wave / Vogue Air Hose and Non-Return Valve | SPRS | 88.27
6282071510 |  | Badu Jet Primavera / Wave / Vogue / Turbo Cable Protection Hose, Gland and O-ring | SPRS | 88.27
6282071525 |  | Badu Jet Wave / Vogue Gasket with Knobs | SPRS | 53.96
6282071530 |  | Badu Jet Wave / Vogue Gasket for Clamping Ring | SPRS | 67.09
6282071535 |  | Badu Jet Wave / Vogue Clamping Ring | SPRS | 44.93
6282071540 |  | Badu Jet Wave / Vogue Screw 6 x 35 mm A4 - 10 per Pump | SPRS | 1.92
6282071545 |  | Badu Jet Wave / Vogue Countersunk Screw 5.5 x 19 mm A4 - 2 per Pump | SPRS | 0.65
6282071605 |  | Badu Jet Primavera / Turbo / Turbo Pro Sealing Cord 3.8m | SPRS | 18.76
6282071606 |  | Badu Jet Turbo Pro Installation Housing Foam Rubber Seal | SPRS | 28.09
6282071615 |  | Badu Jet Turbo Installation Housing Foam Rubber Seal | SPRS | 86.75
6282071620 |  | Badu Jet Turbo Clamping Ring | SPRS | 64.68
6282071633 |  | Badu Jet Turbo / Turbo Pro Propeller Wheel Unit, Complete | SPRS | 928.37
6282071639 |  | Badu Jet Turbo / Turbo Pro O-ring 212 x 7mm | SPRS | 2.44
6282071642 |  | Badu Jet Turbo / Turbo Pro Propeller Wheel Unit Screws 7 x 48.4mm A2 (10 required) | SPRS | 3.79
6282071645 |  | Badu Jet Turbo / Turbo Pro Suction Nozzle Complete | SPRS | 256.42
6282071650 |  | Badu Jet Turbo / Turbo Pro Adapter Set | SPRS | 10.22
6282071657 |  | Badu Jet Turbo / Turbo Pro Ball Nozzle Adjustment Tool | SPRS | 12.45
6282071660 |  | Badu Jet Turbo Suction Grating | SPRS | 54.41
6282071662 |  | Badu Jet Turbo Suction Panel Complete | SPRS | 347.09
6282071664 |  | Badu Jet Turbo / Turbo Pro Round Cover Panel | SPRS | 47.72
6282071666 |  | Badu Jet Turbo Face Plate - Design 1 | SPRS | 1331.2
6282071668 |  | Badu Jet Turbo Face Plate - Design 2 | SPRS | 1582.56
6282071670 |  | Badu Jet Turbo Face Plate Washer M6 (11 Required) | SPRS | 5.52
6282071674 |  | Badu Jet Turbo / Turbo Pro / Primavera Piezo Button "On" with 10m Cable | SPRS | 205.08
6282071678 |  | Badu Jet Turbo / Turbo Pro Piezo Button O-ring | SPRS | 0.41
6282071695 |  | Badu Jet Turbo Pro Front Plate - design 1 | SPRS | 1527.96
6282071696 |  | Badu Jet Turbo Pro Front Plate - design 2 | SPRS | 1527.96
6282072001 |  | Badu Jet Super-sport Housing W1919 | SPRS | 1484.11
6282072002 |  | Badu Jet Super-sport Brass Duplex Nipple R2 1/2 | SPRS | 181.86
6282072003 |  | Badu Jet Super-sport Brass Hosetail with Socket R1/2 | SPRS | 15.78
6282072004 |  | Badu Jet Super-sport Plastic Elbow with Socket WES8 R1/4 | SPRS | 3.79
6282072005 |  | Badu Jet Super-sport Plastic Hosetail GES8 R1/4 | SPRS | 3.42
6282072006 |  | Badu Jet Super-sport / Stella Plastic Y Socket YS8 | SPRS | 3.9
6282072007 |  | Badu Jet Super-sport / Primavera / Stella 1.4 Metre PVC Hose 8 x 2mm | SPRS | 5.38
6282072028 |  | Badu Jet Super-sport Clamping Ring W1978 | SPRS | 70.39
6282072030 |  | Badu Jet Super-sport / Primavera Plastic Protective Cover 380mm Diameter | SPRS | 37.38
6282072031 |  | Badu Jet Super-sport Stud Bolt with Slot M8 x 8 | SPRS | 2.67
6282072049 |  | Badu Jet Super-sport Hexagon Head Cap Screw A4 4.8 x 22 | SPRS | 0.98
6282072050 |  | Badu Jet Super-sport Hand Wheel W1922, White | SPRS | 15.66
6282072051 |  | Badu Jet Super-sport Cylinder Head Bolt M8 x 130 A4 - Set of 10 | SPRS | 120.15
6282072052 |  | Badu Jet Super-sport Cylinder Head Bolt M8 x 30 A4 - Set of 12 | SPRS | 16.58
6282072053 |  | Badu Jet Super-sport Nozzle Housing W1920 | SPRS | 347.05
6282072054 |  | Badu Jet Super-sport / Primavera 40mm Nozzle | SPRS | 60.23
6282072063 |  | Badu Jet Super-sport Regulator Dial W1928 | SPRS | 25.94
6282072064 |  | Badu Jet Super-sport / Primavera Regulator Spindle | SPRS | 25.37
6282072067 |  | Badu Jet Super-sport / Primavera Circlip RS12 | SPRS | 1.19
6282072069 |  | Badu Jet Super-sport Hose Clamp S87/20SKZ | SPRS | 14.28
6282072070 |  | Badu Jet Super-sport 150mm PVC Hose 70 x 8mm | SPRS | 57.59
6282072071 |  | Badu Jet Super-sport Brass Hose Socket 73mm x R 2.5" | SPRS | 124.15
6282072072 |  | Badu Jet Super-sport Union Nut with Hose Socket & Gasket G 2.75" x 73mm | SPRS | 186.79
6282072073 |  | Badu Jet Super-sport Brass Hose Socket 65mm x R2.5 | SPRS | 186.58
6282072074 |  | Badu Jet Super-sport 125mm PVC Hose 65mm x 7mm | SPRS | 44.57
6282072075 |  | Badu Jet Super-sport Hose Clamp S78/20SKZ | SPRS | 14.53
6282072076 |  | Badu Jet Super-sport Union Nut with Hose Socket & Gasket G2.5 x 65mm | SPRS | 198.77
6282072082 |  | Badu Jet Super-sport Hose Clamp S9/9ZY | SPRS | 3.54
6282072084 |  | Badu Jet Super-sport 40mm Nozzle Close Off Cap | SPRS | 62.82
6282072093 |  | Badu Jet Super-sport Square Cover W3869 | SPRS | 64.8
6282072095 |  | Badu Jet Super-sport Cylinder Head Bolt M8 x 20 A4 | SPRS | 16.58
6282072096 |  | Badu Jet Super-sport Plug for Square Cover W3877A | SPRS | 9.13
6282072508 |  | Badu Universal / Wave / Vogue 2.75"- 63mm Pump Connection O-ring | SPRS | 10.07
6282072603 |  | Badu Jet Wave / Vogue Union Nut for Glue Socket dia = 63 mm | SPRS | 46.2
6282072607 |  | Badu Jet Wave / Vogue Glue Socket dia = 63 mm | SPRS | 14.97
6282072613 |  | Badu Jet Vogue / Wave Suction Pipe 63 x 4.7 mm length 7.6 cm | SPRS | 6.13
6282072619 |  | Badu Jet Vogue / Wave Pressure Pipe 63 x 4.7 mm length 10.4 cm | SPRS | 17.81
6282072643 |  | Badu Jet Wave / Turbo Screw 6 x 40mm A4 | SPRS | 1.94
6282072644 |  | Badu Jet Vogue Suction Casing | SPRS | 648.8
6282072645 |  | Badu Jet Vogue Screw 6 x 75 mm A 2 - 4 per Pump | SPRS | 1.96
6282072647 |  | Badu Jet Wave / Vogue Air Regulation Valve, Hose Clamp and Screw | SPRS | 116.71
6282072651 |  | Badu Jet Primavera / Wave Oval Head Screw for Light Cover 2.9 x 9.5 A4 | SPRS | 0.33
6282072653 |  | Badu Jet Wave / Vogue Nozzle Housing | SPRS | 607.22
6282072654 |  | Badu Jet Ball Nozzle dia = 40mm Adjustable | SPRS | 84.02
6282072655 |  | Badu Jet Wave / Vogue Ball Nozzle O-ring 73 x 1.2 mm | SPRS | 1.81
6282072659 |  | Badu Jet Wave / Vogue Nozzle Pipe | SPRS | 73.74
6282072662 |  | Badu Jet Wave / Vogue Nozzle Pipe O-ring 59 x 2.5 mm | SPRS | 1.77
6282072667 |  | Badu Jet Wave / Vogue Light O-ring 55 x 3.5 mm | SPRS | 2.84
6282072668 |  | Badu Jet Screw 6 x 22 mm A4 | SPRS | 1.94
6282072670 |  | Badu Jet Wave / Vogue LED Spot 12 V Emitting Colour White | SPRS | 193.52
6282072677 |  | Badu Jet Wave / Vogue LED Spot 12 V Emitting Colour Multicolour | SPRS | 193.52
6282072678 |  | Badu Jet Primavera / Wave / Vogue Pneumatic Button "Unit On/Off" with O-ring (Vogue Deluxe Pre 2017) | SPRS | 96.24
6282072679 |  | Badu Jet Primavera / Wave / Vogue Pneumatic Button "Light On/Off" with O-ring (Vogue Deluxe Pre 2017) | SPRS | 96.24
6282072680 |  | Badu Jet Primavera / Wave / Vogue Cap for Air Regulation Valve | SPRS | 12.45
6282072683 |  | Badu Jet Primavera / Wave / Vogue PVC Hose 4 x 1.5 mm Clear not Reinforced | SPRS | 16.7
6282072685 |  | Badu Jet Wave / Vogue Hose Clamp S 73/20 SZ W1 | SPRS | 11.09
6282072687 |  | Badu Jet Wave / Vogue Hose Clamp S 61/20 SZ W1 | SPRS | 12.36
6282072689 |  | Badu Jet Wave / Vogue Rubber Angle 63 x 52 mm | SPRS | 180.14
6282072690 |  | Badu Jet Wave Cover White | SPRS | 65.84
6282072691 |  | Badu Jet Vogue Stainless Steel Cover | SPRS | 553.85
6282072694 |  | Badu Jet Wave Tapping Screw 5.0 x 20 mm A - 4 per Pump | SPRS | 2.84
6282072695 |  | Badu Jet Tapping Screw 3.5 x 13 mm A 4 2 - per Pump | SPRS | 0.54
6282072696 |  | Badu Jet Vogue Decorative Cap | SPRS | 6.38
6282072697 |  | Badu Jet Wave Light Cover | SPRS | 29.25
6282072698 |  | Badu Jet Vogue Light Cover | SPRS | 18.87
6282072701 |  | Badu Jet Primavera Jet-Housing Assembled | SPRS | 504.23
6282072708 |  | Badu Jet Super-sport / Primavera Gasket with Knobs dia = 380 mm | SPRS | 64.57
6282072711 |  | Badu Jet Primavera Gasket for Clamping Ring | SPRS | 89.15
6282072715 |  | Badu Jet Primavera Clamping Ring | SPRS | 49.73
6282072716 |  | Badu Jet Primavera Valve with Glue Sockets 75 mm - 2 per Pump | SPRS | 151.78
6282072718 |  | Badu Jet Primavera Pipe 75 x 3.6 x 110 mm PVC | SPRS | 6.07
6282072721 |  | Badu Jet Primavera Hose with Hose Adaptor | SPRS | 23.08
6282072725 |  | Badu Jet Primavera Hose Clamp 11-13/9 W4 1.4301 | SPRS | 6.13
6282072728 |  | Badu Jet Primavera Air Regulation Valve Complete | SPRS | 116.71
6282072731 |  | Badu Jet Primavera Screwed Cable Gland M16 x 1.5 | SPRS | 9.8
6282072735 |  | Badu Jet Primavera Adjusting Cylinder | SPRS | 14.72
6282072739 |  | Badu Jet Primavera Washer 23 x 16.2 x 1.5 mm Polythylene | SPRS | 1.23
6282072742 |  | Badu Jet Primavera Nozzle Housing | SPRS | 607.22
6282072745 |  | Badu Jet Primavera O-ring 48 x 2 mm | SPRS | 0.85
6282072749 |  | Badu Jet Primavera / Badu SuperPro O-ring 50mm / 1.5" | SPRS | 2.84
6282072751 |  | Badu Jet Primavera LED Spot 12 V Emitting Colour White | SPRS | 193.52
6282072755 |  | Badu Jet Primavera LED Spot 12 V Emitting Colour Multicolour | SPRS | 193.52
6282072758 |  | Cap for Water Regulation Primervera Blue ABS | SPRS | 17.14
6282072761 |  | Badu Jet Primavera O-ring 257 x 3 mm | SPRS | 6.07
6282072764 |  | Badu Jet Primavera Stainless Steel Hand Rail | SPRS | 1219.97
6282072769 |  | Badu Jet Primavera Suction Line CPL with Unions | SPRS | 47.41
6282072772 |  | Badu Jet Primavera Socket 75 mm | SPRS | 21.08
6282072775 | 3087010317 | Badu Union Nut for 63mm, 75mm & 2" Glue Socket Black | SPRS | 6.65
6282072781 |  | Badu Jet Primavera Pipe AD 75 mm x 5 Grey Length = 198 mm PVC | SPRS | 11.55
6282072786 |  | Badu Jet Primavera Special Reducer Elbow with Union Nut | SPRS | 26.77
6282072790 |  | Badu Jet Primavera Pipe AD 75 mm x 5 Grey Length = 265 mm PVC | SPRS | 16.91
6282072793 |  | Badu Jet Primavera Suction Cover | SPRS | 228.03
6282072796 | 3087010796 | Badu Jet Primavera Stainless Steel Cover | SPRS | 840.54
6282072799 |  | Badu Jet Primavera Washer dia = 8.4 mm A4 - 4 per Pump | SPRS | 0.63
6282072800 |  | Badu Jet Primavera Light Cover | SPRS | 37.49
6282072803 |  | Badu Jet Turbo / Turbo Pro Wireless Control II Receiver 2CH (in switch box) | SPRS | 189.76
6282072804 |  | Badu Jet Turbo / Turbo Pro Wireless Control II Sender | SPRS | 289.15
6282073219 |  | Badu Pressure Switch for Control Panel - Classic Standard System (Old Type) | SPRS | 48.72
6282073220 |  | Badu Pressure Switch for Control Panel - Classic Standard System | SPRS | 78.08
6282074001 |  | Badu Jet Stella / Perla / Riva Cap and Pin for Coupling Snaplock | SPRS | 1795.24
6282074005 |  | Badu Jet Stella / Perla / Riva Pneumatic Button "Light On/Off" and Thread Insert | SPRS | 32.69
6282074009 |  | Badu Jet Stella / Perla / Riva Pneumatic Button "unit On/Off" Including Air Regulation Valve | SPRS | 32.69
6282074010 |  | Badu Jet Perla / Riva m. PVC - Hose 8 x 3 mm Clear Reinforced with Two Tubes | SPRS | 8.8
6282074012 |  | Badu Jet Stella / Perla / Riva Cover | SPRS | 596.7
6282074015 |  | Badu Jet Stella / Perla / Riva Suction Line CPL | SPRS | 90.78
6282074018 |  | Badu Jet Perla / Riva Pressure Line Assembled | SPRS | 103.33
6282074024 |  | Badu Jet Stella / Perla / Riva Housing Flange - 2 per Pump | SPRS | 13.61
6282074029 |  | Badu Jet Stella / Perla / Riva Hose Ring 60 x 73.5 x 4 mm | SPRS | 2.17
6282074033 |  | Badu Jet Stella / Perla / Riva Supporting Disk for Ball Nozzle - 2 per Pump | SPRS | 14.53
6282074036 | 3087010280 | Badu Union O-ring for Connection 68 x 3.5 mm | SPRS | 1.77
6282074043 |  | Badu Jet Stella / Perla / Riva Spacer Extension | SPRS | 21.37
6282074047 |  | Badu Jet Stella / Perla / Riva Expanding Bolt M8 Brass - 4 per Pump | SPRS | 2.23
6282074051 |  | Badu Jet Stella / Perla / Riva Rubber - Metal Buffer M8 x 36 mm - 4 per Pump | SPRS | 14.28
6282074054 |  | Badu Jet Stella / Perla / Riva Base Plate Complete | SPRS | 700.61
6282074060 |  | Badu Jet Stella / Perla / Riva Lock Washer dia = 8.4 mm A2 | SPRS | 0.4
6282074063 |  | Badu Jet Stella / Perla / Riva Hexagon Head Bolt M8 x 25 A2 | SPRS | 0.54
6282074070 |  | Badu Jet Stella PVC - Hose Combination with Socket - 2 per Pump | SPRS | 13.01
6282074079 |  | Badu Jet Stella / Perla / Riva Hexagon Head Bolt M8 x 20 A4 - 4 per Pump | SPRS | 0.86
6282074082 |  | Badu Jet Stella / Perla / Riva Rubber - Metal Buffer M8 - 4 per Pump | SPRS | 15.2
6282074085 |  | Badu Jet Stella Light Cover | SPRS | 101.16
6282074086 |  | Badu Jet Perla / Riva Light Cover | SPRS | 90.78
6282074088 |  | Badu Jet Stella / Perla / Riva Ventilating Valve G 1/4 | SPRS | 10.44
6282074090 |  | Badu Jet Stella / Perla / Riva Telescopic Foot for Above Ground Pools Including Fittings | SPRS | 372.72
6282074093 |  | Badu Jet Stella / Perla / Riva Hand Pump and Holder | SPRS | 57.04
6282074096 |  | Badu Jet Primavera Stella / Perla / Riva Suction Line Seal 80 x 75 .5 x 7.5 mm | SPRS | 4
6282074099 |  | Badu Jet Stella / Perla / Riva Holder for Luminaire | SPRS | 31.21
6282074100 |  | Badu Jet Stella / Perla / Riva LED Spot 12 V Emitting Colour White | SPRS | 175.51
6282074103 |  | Badu Jet Stella / Perla / Riva LED Spot 12 V Emitting Colour Multicolour | SPRS | 175.51
6282074107 |  | Badu Jet Stella / Perla / Riva Separation Wall for Motor Ventilation | SPRS | 38.95
6282074111 |  | Badu Jet Stella / Perla / Riva Coupling Snaplock - 4 per Pump | SPRS | 1.31
6282074130 |  | Badu Jet Stella / Perla / Riva Design Inlay | SPRS | 762.7
6286080867 |  | Swimmer 1.5" Ladder ABS Tread Bolt Assembly | SPRS | 8.59
6286080868 |  | Swimmer 1.5" Ladder ABS Step Tread | SPRS | 37.55
6286080872 |  | Swimmer 1.5" Ladder End Stop Cushion | SPRS | 7.36
6286080884 | 3059028017 | Flexinox 1.7" Stainless Ladder Black Rubber End Cushion - Per Pair- WSL | SPRS | 3.62
6286080886 | 3059020600 | Flexinox 1.7" Stainless Ladder White Rubber End Pad - Pack of 2 | SPRS | 8.71
6286080888 | 3059024515 | Flexinox 1.7" Stainless Steel Ladder Pinch Anchor Socket & Bolt - Pack of 2 | SPRS | 15.16
6286080890 | 3059024516 | Flexinox 1.7" Ladder Stainless Steel Escutcheon - Each | SPRS | 10.03
6318014064 |  | HD502 Adjustable Inlet 2" ABS Plate | SPRS | 5.2
6318015064 |  | CK502 Adjustable Inlet 2" Chrome Top Plate | SPRS | 29.6
6318080850 |  | Certikin 1.9" Ladder Pinch Anchor | SPRS | 92.75
6318080856 |  | Certikin 1.9" Ladder Stainless Steel Escutcheon Plate | SPRS | 38
6318080874 |  | Certikin 1.9" Ladder End Stop Cushion | SPRS | 11.45
6417240025 |  | Calpeda Pump Lid Handwheel - Each | SPRS | 77
6417240044 |  | Calpeda Pump Strainer Lid 3.00hp | SPRS | 338
6417240053 |  | Calpeda Pump Strainer Lid O-ring 3.00hp | SPRS | 23.2
6417240054 |  | Calpeda Pump Strainer Lid O-ring 5.50hp - 15.00hp | SPRS | 39
6417240066 |  | Calpeda Pump Strainer Basket 3.00hp | SPRS | 185
6417240067 |  | Calpeda Pump Strainer Basket 5.50, 7.50 & 10.00hp | SPRS | 280
6417240179 |  | Calpeda Pump Impellor Nut 1.50 - 4.00hp | SPRS | 13
6417240180 |  | Calpeda Pump Impellor Nut 5.50hp | SPRS | 16.5
6417240181 |  | Calpeda Pump Impellor Nut 7.50 - 15.00hp | SPRS | 28.5
6417240226 |  | Calpeda Pump Impellor 3.00hp | SPRS | 650
6417240238 |  | Calpeda Pump Impellor 5.50hp | SPRS | 755
6417240249 |  | Calpeda Pump Impellor 7.50hp | SPRS | 765
6417240260 |  | Calpeda Pump Impellor 10.00hp | SPRS | 790
6417240265 |  | Calpeda Pump Impellor Key 1.50 - 4.00hp | SPRS | 8.5
6417240267 |  | Calpeda Pump Impellor Key 7.00 - 15.00hp | SPRS | 17.6
6417240300 |  | Calpeda Pump Seal 1.50 - 4.00hp | SPRS | 46
6417240301 |  | Calpeda Pump Seal 5.50hp | SPRS | 60
6417240302 |  | Calpeda Pump Seal 7.50 - 15.00hp | SPRS | 94
6417240319 |  | Calpeda Pump Casing Gasket 3.00hp | SPRS | 19
6417240325 |  | Calpeda Pump Casing Gasket 5.50, 7.50 & 10.00hp | SPRS | 27
6418240025 |  | Aquatron Pump Lid Clamp Band | SPRS | 125.35
6418240044 |  | Aquatron Pump Clear Lexan Lid | SPRS | 81.75
6418240053 |  | Aquatron Pump Lid O-ring | SPRS | 12.55
6418240066 |  | Aquatron Pump Basket | SPRS | 33.8
6418240300 |  | Aquatron Pump Seal | SPRS | 47.25
6418240304 |  | Aquaspeed Pump Seal | SPRS | 43
6482240003 |  | Speck S Pump / Eco Touch 1.5" Half Union + O-ring | SPRS | 10.9
6482240006 |  | Speck Top S / Eco Touch Pro II 50mm Half Union + O-ring | SPRS | 10.9
6482240008 |  | Speck Eco Touch Pro Connection Set | SPRS | 23.79
6482240011 |  | Speck Delta 9-17 / Gamma 7, Grey Glue Socket 50mm | SPRS | 22.98
6482240012 |  | Speck Glue Socket 50mm EasyFit / Gamma 7-11 (pre March 2018) | SPRS | 5.27
6482240013 | 3087010321 | Speck Glue Socket 63mm Black | SPRS | 4.69
6482240014 |  | Speck Delta 22, 28 / Gamma 11 / Gamma Eco VS Grey Glue Socket 63mm | SPRS | 29.73
6482240015 |  | Speck Gamma 29, 32 / Profi / Profi-MK / Primavera Grey Glue Socket 63mm / OD 75mm | SPRS | 45.39
6482240016 |  | Speck EasyFit Socket 75mm | SPRS | 3.79
6482240017 |  | Speck EasyFit Glue Socket 75mm | SPRS | 4.69
6482240018 |  | Speck Eco Motion Black Glue Socket 90mm | SPRS | 41.05
6482240019 |  | Speck Delta / Eco Motion Union Nut for Glue Socket | SPRS | 57.04
6482240021 | 3087010397 | Speck Eco Motion & Resort Opening Device | SPRS | 33.03
6482240040 |  | Speck Lid Clamp Ring Top S / Eco Touch / Bronze / Bronze Eco / Profi & Profi-MK / Gamma / Gamma Eco VS / Delta | SPRS | 45.6
6482240041 | 3087010371 | Speck Top / Top II Clamp Ring | SPRS | 25.06
6482240042 |  | Speck Clamp Ring for Badu SuperPro / EasyFit & Easyfit Eco VS / Eco Touch Clamp Ring | SPRS | 45.6
6482240043 |  | Speck 90/25 / Eco Motion Ring for Lid Black | SPRS | 68.38
6482240045 |  | Speck Lid for Badu SuperPro / EasyFit & Easyfit Eco VS / Eco Touch | SPRS | 45.6
6482240046 | 3087010283 | Speck Eco Touch / Top / Top S / Bronze & Bronze Eco / Gamma & Gamma Eco VS Pump Lid | SPRS | 45.6
6482240047 |  | Speck Top / Top II Clear Lid | SPRS | 25.06
6482240048 |  | Speck 90/25 / Eco Motion Transparent Lid | SPRS | 68.38
6482240049 | 3087010705 | Speck Delta / Profi / Profi-MK / PPG Deluxe Lid | SPRS | 122.67
6482240053 |  | Speck Top Lid O-ring 135 x 5mm | SPRS | 3.13
6482240055 | 3087010288 | Speck Lid O-ring 137 x 5mm | SPRS | 5.48
6482240057 |  | Speck 90/25 / Eco Motion O-ring for Lid 148 x 6.5mm | SPRS | 6.26
6482240066 |  | Speck Top / Eco Touch / Bronze & Bronze Eco Pump Strainer Basket | SPRS | 21.27
6482240067 |  | Speck EasyFit & Easyfit Eco VS Strainer Basket | SPRS | 39.43
6482240069 | 3087010614 | Speck 90/25 / Eco Motion Strainer Basket | SPRS | 44.8
6482240074 |  | Speck Top II Body Black | SPRS | 162.54
6482240077 |  | Speck 90/25 Body 90mm Blue | SPRS | 636.14
6482240081 |  | Speck Bronze / Bronze Eco VS Drain plug | SPRS | 7.4
6482240082 |  | Speck Pump Drain Plug | SPRS | 1.19
6482240083 |  | Speck Top S / Eco Touch Pump Drain Cap with Gasket - Yellow | SPRS | 1.23
6482240084 |  | Speck Bronze Drain Plug Sealing Ring | SPRS | 3.9
6482240130 |  | Speck Splash Ring SuperPro (Except 30 & 33 1 Phase) | SPRS | 1.33
6482240131 |  | Speck Splash Ring SuperPro 30 & 33 (1 Phase only) | SPRS | 1.33
6482240136 |  | Speck Top Splash Ring | SPRS | 0.5
6482240137 |  | Speck Diffuser O-ring SuperPro 19-40/Top 20-25/Eco Touch/EasyFit 24-45/Bronze/Bronze Eco/Profi/Profi-MK /Gamma/Gamma Eco | SPRS | 3.54
6482240149 |  | Speck Diffuser SuperPro 8-14 / Top 6-14 / EasyFit 9-18 | SPRS | 24.33
6482240151 |  | Speck Diffuser SuperPro 19 / Eco Touch | SPRS | 77.16
6482240152 |  | Speck Gamma 7-15 / Bronze 7-14 Diffuser | SPRS | 77.16
6482240153 |  | Speck 90/25 Centring Ring for Diffuser | SPRS | 128.37
6482240164 |  | Speck Diffuser SuperPro 23 / Top 20-25 / Top S 20-25 / EasyFit 24 / Bronze 30 / Bronze 25 Pre Oct 2012 | SPRS | 78.98
6482240169 |  | Speck Diffuser SuperPro 29-33/TopS 25/EasyFit 29-36/EasyFit Eco VS/Bronze 22-25/ Bronze Eco / Profi 22-38/Gamma 20-32 | SPRS | 78.98
6482240175 |  | Speck Diffuser SuperPro 40 / EasyFit 45 / Profi 48 / Profi-MK 44 | SPRS | 78.98
6482240186 |  | Speck Eco Motion Impeller | SPRS | 112.85
6482240187 |  | Speck Bronze Eco VS / EasyFit Eco VS / Gamma Eco VS Impeller | SPRS | 92.71
6482240191 |  | Speck Top 6 /Top S 6 Pump Impellor | SPRS | 28.61
6482240192 |  | Speck Impellor SuperPro 8 / Top & Top S 8 / EasyFit 9 | SPRS | 35.23
6482240193 |  | Speck Bronze 7 / Gamma Impeller | SPRS | 72.82
6482240196 |  | Speck Bronze 11 / Gamma 11 Impeller | SPRS | 75.45
6482240197 |  | Speck Impellor SuperPro 11 / Top 12 / Top S12 / EasyFit 12 | SPRS | 35.23
6482240200 |  | Speck Bronze 25 Impeller (Pre October 2012) | SPRS | 99.8
6482240201 |  | Speck Bronze 30 Impeller | SPRS | 122.07
6482240202 |  | Speck Bronze 14 / Gamma 15 Impeller | SPRS | 79.68
6482240203 |  | Speck Impellor SuperPro 14 / Top 14 / Top S14 / EasyFit 15 | SPRS | 35.23
6482240205 |  | Speck Impellor SuperPro 19 / Eco Touch / EasyFit 18 | SPRS | 87.9
6482240206 |  | Speck Impellor for SuperPro 23 / EasyFit 24 / Top S 20 / Top 20 | SPRS | 87.9
6482240207 |  | Speck 90/25 Impellor dia = 129mm b = 4mm | SPRS | 96.61
6482240208 |  | Speck Profi-MK 18 Impeller | SPRS | 84.81
6482240209 |  | Speck Gamma 20 / Profi-MK 22 Impeller | SPRS | 87.9
6482240214 |  | Speck Impeller SuperPro 29 / Top & Top S 25/EasyFit 29/Profi 32/Bronze 25 (Nov 2012 Onwards) | SPRS | 95.78
6482240215 |  | Speck 40/25 Impellor | SPRS | 94.88
6482240218 |  | Speck Bronze 22 / Gamma 23 / Profi 26 Impeller | SPRS | 85.61
6482240219 |  | Speck Impellor SuperPro 33 / EasyFit 36 / Profi 38 | SPRS | 95.78
6482240220 |  | Speck Gamma 29 Impeller | SPRS | 94.19
6482240221 |  | Speck Gamma 32 / Profi-MK34 Impeller | SPRS | 92.47
6482240223 |  | Speck Impellor SuperPro 40 / EasyFit 45 / Profi 48 / Profi-MK 44 | SPRS | 95.78
6482240240 |  | Speck Impeller Hub Cap 6 x 10 for Bronze 7-14 / Gamma 7-14 / Delta 9-17 | SPRS | 1.1
6482240241 |  | Speck Impellor Hub Cap 10 x 12 | SPRS | 2.84
6482240242 |  | Speck Bronze 30 Impeller Hub Cap 10 x 10 | SPRS | 7.32
6482240246 |  | Speck Impeller Hub Cap O Ring 2 x 6 Bronze 7-1515 / Gamma 7-15 / Delta 9-17 | SPRS | 1.19
6482240247 |  | Speck Impellor Hub Cap O-ring 11 x 2.5mm | SPRS | 2.04
6482240279 | 3087010263 | Speck Diffuser O-ring for SuperPro 8-14 / Top 6 -14 / EasyFit 9-18 / Eco Motion Connection O-ring | SPRS | 1.77
6482240301 | 3087010202 | Speck Pump Seal 14mm | SPRS | 49.97
6482240307 | 3087010639 | Speck SuperPro 23-40 Seal | SPRS | 62.99
6482240346 |  | Speck Top S 6, 8, 12, 14 & Eco Touch Body O-ring 190 x 6mm | SPRS | 6.86
6482240347 |  | Speck EasyFit & Easyfit Eco VS Body O-ring | SPRS | 5.94
6482240348 |  | Speck Top / Bronze & Bronze Eco / Gamma & Gamma Eco VS Body O-ring | SPRS | 6.75
6482240349 |  | Speck Top S 20 and 25 Body O Ring 190 x 7mm | SPRS | 10.07
6482240350 |  | Speck 90/25 / Eco Motion O-ring for Casing 240 x 6.5mm | SPRS | 9.13
6482240353 |  | Speck SuperPro Body O-ring | SPRS | 6.75
6482240458 |  | Speck Top 6 Pump Capacitor - 8mf | SPRS | 47.77
6482240460 |  | Speck Top 8 / 12 / 14 Pump Capacitor 16mf | SPRS | 62.65
6482240462 |  | Speck Top 20 / 25 Pump Capacitor 40mf | SPRS | 193.52
6482240500 |  | Speck 90/25 Rubber Buffer 10 x 12.5 x 27mm | SPRS | 1.46
6482240608 |  | Speck Star Ring 8 x 10mm | SPRS | 4
6482240611 |  | Speck Star Ring 12 x 18mm | SPRS | 6.17
6482240617 |  | Speck Star Ring 12 x 14mm | SPRS | 5.15
6482241008 |  | Speck Resort 30 / Badu 90/25 Connection Set 75mm : 2 x O-ring, Glue Socket, Nut | SPRS | 150.9
6482241010 | 3087010599 | Speck Resort 40 and 45 Connection Set 90mm : 2 x O-ring, Glue Socket, Nut | SPRS | 199.71
6482241012 |  | Speck Resort 50 - 110 Connection Set 110mm : 2 x O-ring, Glue Socket, Nut | SPRS | 247.46
6482241044 |  | Speck Resort Transparent Lid | SPRS | 88.02
6482241046 |  | Speck Resort Clamp Ring for Lid Black | SPRS | 88.02
6482241053 | 3087010589 | Speck Resort Lid O-ring 175 x 6.5mm | SPRS | 22.31
6482241066 | 3087010568 | Speck Resort Strainer Basket | SPRS | 52.46
6482241074 |  | Speck Resort 30, 40 & 45 Body 90mm Blue | SPRS | P O A
6482241075 |  | Speck Resort 50-110 Body 110mm Blue | SPRS | P O A
6482241082 |  | Speck Resort / Eco Touch / 90/25 Drain Cap G 3/8 Yellow with Gasket | SPRS | 1.23
6482241137 | 3087010231 | Speck Resort / 90/25 / Eco Motion & Eco Motion VS / Gamma & Gamma Eco VS / Bronze Eco VS Diffuser O-ring 123.19 x 5.33 mm | SPRS | 5.27
6482241145 |  | Speck 20/25 and Resort 30-55 / Eco Motion Diffuser dia = 60mm | SPRS | 59.57
6482241147 |  | Speck Resort 60, 70 and 80 Diffuser dia = 90mm | SPRS | 70.09
6482241149 |  | Speck Resort 110 Diffuser dia = 110mm | SPRS | 89.27
6482241151 |  | Speck 90/25 / Resort 30-55 / Eco Motion Cover Disk for Diffuser | SPRS | 73.26
6482241153 |  | Speck 90/25 and Resort 30-55 / Eco Motion O-ring for Cover Disk for Diffuser 145 x 2.5mm | SPRS | 6.53
6482241191 |  | Speck Resort 30 Impellor dia = 113mm b = 13.5mm | SPRS | 145.19
6482241193 |  | Speck Resort 40 Impellor dia = 121mm b = 12.5mm | SPRS | 145.19
6482241195 |  | Speck Resort 45 Impellor dia = 128mm b = 12mm | SPRS | 145.19
6482241197 |  | Speck Resort 50 Impellor dia = 133mm b = 11.5mm | SPRS | 145.19
6482241199 |  | Speck Resort 55 Impellor dia = 140mm b = 11mm | SPRS | 145.19
6482241203 |  | Speck Resort 70 Impellor dia = 122.5mm b = 20mm | SPRS | 145.19
6482241205 |  | Speck Resort 80 Impellor dia = 127mm b = 20mm | SPRS | 145.19
6482241207 |  | Speck Resort 110 Impellor dia = 145mm b = 15mm | SPRS | 145.19
6482241348 | 3087010590 | Speck Resort Body O-ring 265 x 6mm | SPRS | 25.06
6483240020 |  | Sta-rite Lid Tool | SPRS | 72.25
6483240044 |  | Sta-rite Pump Lid | SPRS | 63.1
6483240053 | 3004068647 | Sta-rite Pump Lid O-ring 5P2R | SPRS | 31.8
6483240066 |  | Sta-rite Pump Basket | SPRS | 34.9
6483240074 |  | Sta-rite Pump Trap Body | SPRS | 131.2
6483240082 |  | Sta-rite Pump 0.25" Pipe Plug | SPRS | 11.25
6483240088 |  | Sta-rite Pump Cap Screw U30 - 64SS 5/16" | SPRS | 2.55
6483240094 |  | Sta-rite Pump Lock Washer U43 - 41SS | SPRS | 11.05
6483240119 | 3004060017 | Sta-rite Pump Trap / Body Gasket | SPRS | 6.55
6483240131 |  | Sta-rite Pump Body Clamp | SPRS | 106.3
6483240137 |  | Sta-rite Pump Diffuser O-ring | SPRS | 4.06
6483240155 | 3004065883 | Sta-rite Pump 0.50hp Diffuser | SPRS | 37.4
6483240161 | 3004065884 | Sta-rite Pump 0.75hp - 1.50hp Diffuser | SPRS | 37.4
6483240196 | 3004060008 | Sta-rite Pump 0.50hp Impellor | SPRS | 75.25
6483240202 | 3004060034 | Sta-rite Pump 0.75hp Impellor | SPRS | 92.95
6483240208 | 3004060035 | Sta-rite Pump 1.00hp Impellor | SPRS | 94.85
6483240214 |  | Sta-rite Pump 1.50hp Impellor | SPRS | 95.05
6483240300 |  | Sta-rite Pump Shaft Seal 5P2R (PRE 2010) | SPRS | 42.8
6483240301 | 3004060015 | Sta-rite Pump Shaft Seal 5P2R - 2010 Onwards | SPRS | 46.7
6483240337 | 3004060013 | Sta-rite Pump Copper Insert 5P2R | SPRS | 15.85
6483240348 | 3003011964 | Sta-rite Pump Clamp O-ring | SPRS | 15.55
6483240366 |  | Sta-rite Pump Water Slinger | SPRS | 1.7
6483240476 |  | Sta-rite Pump 128 - 148 Capacitor | SPRS | 110
6483240482 |  | Sta-rite Pump 161 - 193 Capacitor | SPRS | 110
6483240488 |  | Sta-rite Pump 270 - 324 Capacitor | SPRS | 110
6483241044 |  | Sta-rite Pump Lid 5P6R | SPRS | 110.95
6483241054 |  | Sta-rite Pump Lid O-ring 5P6R | SPRS | 30.85
6483241066 |  | Sta-rite Pump Basket 5P4R / 5P6R | SPRS | 31.4
6483241137 |  | Sta-Rite Pump Diffuser O-ring 5P4R / 5P6R | SPRS | 9.75
6483241149 |  | Sta-rite Pump Diffuser CI-27IP 5P4R / 5P6R | SPRS | 35.7
6483241214 |  | Sta-rite Impellor 1.50hp 5P4R / 5P6R | SPRS | 92.1
6483241220 |  | Sta-rite Impellor 2.00hp 5P4R / 5P6R | SPRS | 92.1
6483241226 |  | Sta-rite Impellor 3.00hp 5P4R / 5P6R | SPRS | 92.1
6483241300 |  | Sta-rite Pump Shaft Seal 5P4R | SPRS | 30.888
6483242300 | 3004065885 | Sta-rite Pump Shaft Seal 5P6R | SPRS | 98
6497240003 | 3052016388 | Waterco 50mm European Metric Half Union, Nut & O-ring | SPRS | 6.24
6497240004 | 3073000037 | Swimmer Aquamite / Supastream / Lacronite 1.5" Imperial Half Union | SPRS | 6.05
6497240005 | 3073000050 | Waterco 2" Half Union, Nut & O-ring | SPRS | 9.33
6497240006 |  | Hydrostorm Plus / Hydrotuf 300 Pump 2.5" / 75mm Half Union | SPRS | 27.02
6497240007 |  | Waterco SMD / Hydrostar 90mm Half Union Glue Socket | SPRS | 28.01
6497240008 |  | Swimmer Hydrostar 3" Imperial Half Union | SPRS | 36.69
6497240010 | 3073000051 | Hydrostorm / Hydrotuf Pump 63mm / 2" Half Union O-ring | SPRS | 3.2
6497240020 |  | Aquamite / Supastream / Hydrostorm / Hydrotuf Pump Lid Tool | SPRS | 9.41
6497240040 |  | Hydrostorm Plus Pump Lid Locking Ring | SPRS | 28.58
6497240044 |  | Aquamite Pump Lid | SPRS | 37.54
6497240046 |  | Supastream Pump Lid | SPRS | 39.46
6497240047 |  | Hydrostorm / Lacronite / Aquaspeed Pump Lid | SPRS | 44.16
6497240048 |  | Hydrostorm Plus / Hydrotuf Pump Lid | SPRS | 17.49
6497240051 |  | Hydrostar Pump Lid & Lock Ring | SPRS | 184.68
6497240053 |  | Aquamite Pump Lid O-ring | SPRS | 5.49
6497240054 |  | Supastream Pump Lid O-ring | SPRS | 5.49
6497240055 |  | Hydrostorm / Aquaspeed Pump Lid O-ring | SPRS | 7.72
6497240057 |  | Hydrostar Pump Lid O-ring | SPRS | 15.57
6497240058 |  | Hydrotuf / Hydrostorm Plus Lid O-ring | SPRS | 8.85
6497240066 |  | Aquamite Pump Basket | SPRS | 11.1
6497240067 |  | Supastream Pump Basket | SPRS | 16.25
6497240068 |  | Hydrostorm Pump Basket | SPRS | 18.34
6497240069 |  | Hydrostorm Plus Pump Basket | SPRS | 22.31
6497240070 |  | Hydrostar Pump Basket - MK3 Only | SPRS | 39.36
6497240074 |  | Aquamite Pump Body | SPRS | 138.95
6497240075 |  | Supastream Pump Body | SPRS | 138.95
6497240076 |  | Hydrostorm Pump Body | SPRS | 173.47
6497240077 |  | Hydrostorm Plus Pump Body 1hp-2.5hp | SPRS | 454.54
6497240078 |  | Hydrostar Pump Body | SPRS | 336.11
6497240079 |  | Hydrotuf Pump Face H/L Pot Body 50mm | SPRS | 197.92
6497240082 |  | Aquamite / Supastream Pump Drain Plug | SPRS | 2.46
6497240084 |  | Hydrostorm / Hydrostorm Plus /Hydrotuf / Aquaspeed Pump Drain Plug 0.25" NPT (2 required) | SPRS | 2.46
6497240100 |  | Aquamite / Supastream Pump Foot | SPRS | 11.27
6497240101 |  | Hydrostorm / Hydrostorm Plus Pump Foot | SPRS | 16.35
6497240102 |  | Hydrostar Pump Foot | SPRS | 51.96
6497240103 |  | Hydrotuf / Aquaspeed 1.5-2.5hp Pump Foot | SPRS | 15.13
6497240104 |  | Aquamite / Supastream Pump (0.75hp, 1.00hp, 1.25hp) Pump Foot Insert | SPRS | 2.68
6497240105 |  | Hydrostorm / Hydrostorm Plus Pump Foot Insert | SPRS | 9.26
6497240137 |  | Aquamite / Supastream Pump Diffuser Gasket | SPRS | 4.62
6497240138 |  | Hydrostorm / Hydrostorm Plus 1.0hp - 2.5hp / Lacronite / Aquaspeed Pump Diffuser Gasket | SPRS | 6.08
6497240139 |  | Hydrostorm / Hydrostom Plus 3.0hp -4.0hp / Lacronite Plus Pump Diffuser O-ring 3.50hp | SPRS | 5.29
6497240149 |  | Aquamite / Supastream Pump Diffuser | SPRS | 26.46
6497240150 |  | Hydrostorm / Lacronite Pump Diffuser 1.50hp - 2.50hp | SPRS | 56.5
6497240151 |  | Hydrotuf / Aquaspeed 0.5hp - 2.00hp Pump Diffuser | SPRS | 39.46
6497240166 |  | Hydrostorm Plus Pump Diffuser 3hp | SPRS | 42.61
6497240167 |  | Aquamite / Supastream / Hydrostorm Plus Pump Diffuser Screw G8 x 1.25" PT (Set of 4) - WSL | SPRS | 4.14
6497240169 |  | Hydrostorm Pump Diffuser Screw (Set of 4) | SPRS | 3.22
6497240171 |  | Hydrotuf Pump Suction Nozzle | SPRS | 16.65
6497240172 |  | Hydrostorm Plus Pump Suction Nozzle | SPRS | 16.64
6497240180 |  | Hydrostorm / Hydrostorm Plus Pump Impellor Retaining Screw | SPRS | 11.89
6497240190 |  | Aquamite Pump 0.33hp Impellor | SPRS | 54.92
6497240196 |  | Aquamite / Supastream Pump 0.50hp Impellor | SPRS | 54.92
6497240201 |  | Aquamite Pump 0.75hp Impellor | SPRS | 54.92
6497240202 |  | Supastream Pump Impellor 0.75hp | SPRS | 54.92
6497240208 |  | Supastream Pump Impellor 1.00hp | SPRS | 54.92
6497240212 |  | Hydrotuf Pump Impellor 1.50hp | SPRS | 62.9
6497240213 |  | Supastream Pump Impellor 1.50hp | SPRS | 54.92
6497240214 |  | Hydrostorm Pump Impellor 1.50hp | SPRS | 60.53
6497240216 |  | Hydrotuf Pump Impellor 2.00hp | SPRS | 62.9
6497240217 |  | Hydrostorm / Lacronite Pump Impellor 2.00hp | SPRS | 60.53
6497240222 |  | Hydrotuf Pump Impellor 2.50hp | SPRS | 62.9
6497240223 |  | Hydrostorm Pump Impellor 2.50hp | SPRS | 60.53
6497240225 |  | Hydrotuf Pump Impellor 3.00hp | SPRS | 62.9
6497240226 |  | Hydrostorm Pump Impellor 3.00hp | SPRS | 60.53
6497240229 |  | Hydrostorm Plus Pump Impellor 3.50hp | SPRS | 73.34
6497240232 |  | Hydrostar Pump Impellor 4.00hp MK2 & MK3 | SPRS | 71.74
6497240235 |  | Hydrostar Pump Impellor 5.00hp MK2 & MK3 | SPRS | 71.74
6497240242 |  | Hydrostar Pump Impellor 5.50hp / 6.00hp MK2 & MK3 | SPRS | 71.74
6497240248 |  | Hydrostar Pump Impellor 7.00hp MK2 & MK3 | SPRS | 71.74
6497240269 |  | Aquamite / Supastream Pump Brass Shim | SPRS | 2.33
6497240300 |  | Aquamite / Supastream / Hydrotuf / Hydrostorm / Hydrostorm Plus / Hydrostar Pump Mechanical Seal | SPRS | 53.8
6497240348 |  | Aquamite / Supastream Pump Body O-ring 0.093 x 6.18 | SPRS | 3.37
6497240350 |  | Hydrostorm / Lacronite Pump Motor Adaptor O-ring 6.18 | SPRS | 7.95
6497240351 |  | Hydrostorm Plus Pump Body O-ring | SPRS | 18.11
6497240352 |  | Hydrotuf / Aquaspeed Pump Body O-ring | SPRS | 3.37
6497240360 |  | Hydrostorm Pump Motor Adaptor Plate | SPRS | 119.07
6497240361 |  | Hydrostorm Plus Pump Motor Adaptor | SPRS | 138.52
6497240366 |  | Aquamite / Supastream Pump Motor Slinger - 42 x 16 x 2 | SPRS | 3.92
6497240367 |  | Hydrostorm Plus / Hydrostar Pump Motor Slinger | SPRS | 5.21
6497240379 |  | Aquamite / Supastream Pump Foot Bolts and Washer (Pack) - WSL | SPRS | 8.32
6497240380 |  | Hydrostorm / Hydrostorm Plus / Hydrostar Pump Mounting Bracket Bolt M8 x20 Hex Set SS304 | SPRS | 15.55
6497240470 |  | Aquamite 0.33hp / 0.50hp / Supastream 0.50hp Pump Capacitor (to suit 63 Frame Motor) 12.5MF | SPRS | 49.78
6497240479 |  | Aquamite 0.75hp / Supastream 0.75hp / 1.00hp Pump Capacitor (71 Frame Motor) 20UF | SPRS | 55.86
6497240491 |  | Supastream 1.50hp / Hydrostorm, Hydrotuf 1.50hp / 2.00hp / 2.50hp Capacitor (80 Frame Motor) 25UF | SPRS | 55.86
6497240571 |  | Aquamite 0.33hp / 0.50hp Pump Fan Cowl | SPRS | 18.49
6497240575 |  | Supastream / Hydrostorm 0.75hp / 1.00hp / 1.25hp Fan Cowl | SPRS | 18.49
6497240577 |  | Supastream / Hydrostorm / Hydrotuf 1.50hp / 2.00hp / 2.50hp Fan Cowl | SPRS | 18.49
6497240579 |  | Hydrostorm Plus 3.00hp / 3.50hp Fan Cowl | SPRS | 18.58
6497340360 |  | Aquamite / Supastream Pump Adaptor Plate | SPRS | 27.79
6500250180 |  | 3D Lacron Universal Air Bleed Tube - Per Metre | SPRS | 11.35
6501250107 |  | Lacron / 3D Filter Airbleed Tube Cap | SPRS | 4.67
6501250141 |  | Lacron / 3D 1.5" Union Adaptor per Pair - Pre 2004 (for gasket) | SPRS | 26.38
6501250376 |  | Lacron Filter 120mm Lateral - each | SPRS | 12.42
6501250380 |  | Lacron Filter 180mm Lateral - each | SPRS | 12.17
6552250021 |  | Lacron / 3D Metal Lid Tool - 8" Lid | SPRS | 57.04
6552250025 |  | Lacron 8" Lid Tool - Plastic | SPRS | 21.76
6552250097 |  | Lacron Filter Lid Plastic 8" - To Suit 16" & 18" & All 24" - 42" Filters | SPRS | 87.06
6552250098 |  | Lacron Filter Lid Plastic 6" - To Suit New Style 16" & 18" Filter | SPRS | 58.63
6552250100 | 3073030040 | Lacron / 3D 8" Filter Lid O-ring | SPRS | 14.77
6552250117 |  | Lacron Filter / Waterco Micron Bobbin Barrel Union O-ring per Pair - 1.5" | SPRS | 8.32
6552250119 |  | Waterco / Lacron Filter Rose Only - 5.5" | SPRS | 12.42
6552250142 |  | Lacron / Waterco 1.5" Union Adaptor per Pair (for O-ring) | SPRS | 26.38
6552250144 |  | Lacron 2" Union Adaptor & Sleeve | SPRS | 33.42
6552250147 |  | Lacron / 3D Filter 3" Union Adaptor | SPRS | 46.17
6552250167 |  | Lacron / 3D Filter 1.5" Union Adaptor Gasket per pair - Pre 2006 | SPRS | 8.35
6552250169 | 3073000102 | Lacron / 3D Filter 2" Union Adaptor Gasket per pair | SPRS | 13.73
6552250173 |  | Lacron / 3D Filter 3" Union Adaptor Gasket per pair | SPRS | 16.84
6552250175 |  | Lacron Union Adaptor O-ring 3" (per pair - Post 2007) | SPRS | 16.67
6552250195 |  | Lacron 16" / 18" Filter Header Less Rose | SPRS | 55.47
6552250196 |  | Lacron 24" Filter Header less Rose | SPRS | 55.47
6552250204 |  | Lacron / 3D 42" Filter Tank Left Hand Header Less Rose | SPRS | 115.98
6552250206 |  | Lacron / 3D 42" Filter Tank Main Header Tee | SPRS | 163.39
6552250208 |  | Lacron / 3D 42" Filter Tank Right Hand Header Less Rose | SPRS | 115.98
6552250214 |  | Lacron 30" Filter Tank Header Less Rose | SPRS | 90.44
6552250232 |  | Lacron / 3D Filter 1.5" Bulkhead Fitting | SPRS | 29.92
6552250236 |  | Lacron / 3D Filter 2.0" Bulkhead Fitting | SPRS | 35.7
6552250240 |  | Lacron / 3D Filter 3" Bulkhead Fitting | SPRS | 56.09
6552250260 |  | Lacron / Waterco 1.5" Bulkhead Gasket per Pair | SPRS | 13.73
6552250262 |  | Lacron / Waterco 2" Bulkhead Gasket per Pair | SPRS | 6.98
6552250266 |  | Lacron / 3D Filter 3" Bulkhead Gasket per Pair | SPRS | 19.97
6552250284 |  | Lacron 18"/24" Filter 1.5" Face Pipework Kit - Pre 2004 (Flat Gasket) | SPRS | 50.19
6552250285 |  | Lacron 30" Filter 2" Face Pipework Kit (Flat Gasket) | SPRS | 55.83
6552250294 |  | Lacron / Waterco Micron Bobbin 1.5" Face Pipework Kit - Post 2004 (O-ring) | SPRS | 31.29
6552250334 |  | Lacron 16" / 18"Filter Tank Underdrain | SPRS | 54.32
6552250339 |  | Lacron 24" Filter Tank Underdrain | SPRS | 59.28
6552250340 |  | Lacron 30" Filter Tank Underdrain | SPRS | 103.5
6552250341 |  | Lacron / 3D 36" - 3" Filter Tank Underdrain | SPRS | 296.16
6552250344 |  | Lacron / 3D 42" Filter Left Hand Underdrain | SPRS | 139.03
6552250345 |  | Lacron / 3D 42" Filter Main Underdrain Tee with Connecting Pipes | SPRS | 163.39
6552250346 |  | Lacron / 3D 42" Filter Right Hand Underdrain | SPRS | 139.03
6552250377 |  | Lacron 16" & 18" Filter Tank Lateral Set 6 x 120mm Laterals | SPRS | 53.03
6552250389 |  | Lacron 24" Filter Tank Lateral Set 4 x 120mm, 6 x 180mm Laterals | SPRS | 117.56
6552250392 | 3073000092 | Lacron 30" Filter Tank Lateral Set 4 x 120mm, 4 x 180mm, 6 x 240mm Laterals for 2" connection tank | SPRS | 156.47
6552250394 |  | Lacron 36" Filter Tank Lateral Set 4 x 120mm, 4 x 180mm, 12 x 240mm, for 2" Connection Tank | SPRS | 173.66
6552250395 |  | Lacron 36" Filter Tank Lateral Set 4 x 120mm, 4 x 180mm, 4 x 240mm, 4 x 280mm Laterals for 3" Connection Tank | SPRS | 174.52
6552250398 |  | Lacron 42" Filter Tank Lateral Set 4 x 60mm, 4 x 180mm, 12 x 280mm Laterals | SPRS | 274.01
6552250424 |  | Lacron 24" Top Mount Lateral Set 6 x 180mm | SPRS | 72.61
6552250436 |  | Lacron / Waterco Filter Tank Drain Plug Complete - 15mm | SPRS | 19.06
6552250445 |  | Lacron 3D Drain Cap Only | SPRS | 7.96
6552251128 |  | Lacron Top Mount 18" Centre Pipe Assembly | SPRS | 53.03
6552251129 |  | Lacron Top Mount 24" Centre Pipe Assembly | SPRS | 59.28
6552256373 |  | Lacron Heavy Duty Lateral 82mm for Commercial Filters | SPRS | 14.04
6552256376 |  | Lacron Heavy Duty Lateral 113mm | SPRS | 17.84
6552256380 |  | Lacron Heavy Duty Lateral 206mm for Commercial Filters | SPRS | 24.94
6552256383 |  | Lacron Heavy Duty Lateral 238mm for Commercial Filters | SPRS | 28.09
6552256386 |  | Lacron Heavy Duty Lateral 268mm for Commercial Filters | SPRS | 31.18
6552256388 |  | Lacron Heavy Duty Lateral 300mm for Commercial Filters | SPRS | 31.82
6552284601 |  | Multicyclone 16 Top Plate Collector | SPRS | 47.82
6552284620 |  | Multicyclone Black Half Union Assembly 2" | SPRS | 9.17
6552284623 |  | Multicyclone Internal Body Separator | SPRS | 30.34
6552284628 |  | Multicyclone Body | SPRS | 128.34
6552284635 |  | Multicyclone Sediment Bowl | SPRS | 204.97
6552284640 |  | Multicyclone Black Half Union Assembly 1" 25mm | SPRS | 7.82
6552284642 |  | Multicyclone Body Ring O-ring | SPRS | 7.74
6552284649 |  | Multicyclone Cartridge O-ring AS228 | SPRS | 3.54
6552284655 |  | Multicyclone Sediment O-ring BS263 | SPRS | 6.09
6552284663 |  | Multicyclone Bolt M6 x 45 Hex SS304 - (12 required) | SPRS | 3.23
6552284669 |  | Multicyclone Nut M6 SS316 - (12 required) | SPRS | 0.47
6552284675 |  | Multicyclone Washer / Spring Washer M6 0.25" x 0.56" ST304 | SPRS | 0.47
6552284682 |  | Multicyclone 1" Ball Valve Compact Ball - 25mm | SPRS | 21.43
6552284689 |  | Multicyclone Baffle Ring | SPRS | 15.01
6552284692 |  | Multicyclone Sediment Bowl Partition | SPRS | 10.35
6588250045 |  | Tagelus Filter Pressure Gauge | SPRS | 33.95
6588250087 |  | Tagelus 19" & 24" Filter Tank to Multiport Port Valve Clamp with Screws And Nuts | SPRS | 32.2
6588250113 |  | Tagelus Filter Centre Pipe O-ring (Pre 1998) | SPRS | 13.75
6588250365 |  | Tagelus 19" Twist Lock Filter Tank Lateral | SPRS | 14.6
6588250366 |  | Tagelus 24" Twist Lock Filter Tank Lateral | SPRS | 15.25
6588250367 |  | Tagelus / Triton Filter Tank Lateral Threaded | SPRS | 14.4
6588250437 | 3003010003 | Tagelus/Triton Filter 0.75" Drain Assembly NEW | SPRS | 32
6588250438 |  | Tagelus/Triton Filter 0.75" Drain Assembly OLD | SPRS | 29.2
6588250439 |  | Tagelus / Triton Filter 0.75" Drain Body | SPRS | 16.55
6591250020 |  | Triton Filter Tank 8" Lid Spanner | SPRS | 45.65
6591250021 |  | Triton Filter Tank 6" Lid Spanner | SPRS | 26.8
6591250027 |  | Triton Filter Tank Air Bleed Assembly | SPRS | 58.95
6591250033 |  | Triton Filter Tank Plastic Air Bleeder | SPRS | 38.2
6591250045 |  | Triton Filter Tank Pressure Gauge | SPRS | 42.1
6591250057 |  | Triton Filter - Brass Tee Complete | SPRS | 23.85
6591250093 |  | Triton Filter Tank 8" Clear Plastic Lid | SPRS | 190.85
6591250100 |  | Triton Filter Tank 8" Lid O-ring | SPRS | 10.7
6591250101 |  | Triton Lid & Tagelus Conversion Collar O-ring - 6" | SPRS | 12.9
6591250103 |  | Tagelus / Atika Multiport Valve O-ring - 6" | SPRS | 11.1
6591250116 |  | Triton 24" Filter Tank Bottom Diffuser System | SPRS | 312
6591250117 |  | Triton 30" Filter Tank Bottom Diffuser System | SPRS | 413
6591250118 |  | Triton 36" Filter Tank Bottom Diffuser System | SPRS | 424
6591250123 |  | Triton 19" Filter Tank Top Diffuser System | SPRS | 174
6591250124 |  | Triton 24" Filter Tank Top Diffuser System | SPRS | 238
6591250125 |  | Triton 30" Filter Tank Top Diffuser System | SPRS | 238
6591250126 |  | Triton 36" Filter Tank Top Diffuser System | SPRS | 243
6591250160 |  | Triton 1.5" Filter Tank Bulkhead O-ring | SPRS | 9.1
6591250291 |  | Triton 2" Filter Tank Bulkhead O-ring | SPRS | 3.6
6591250368 | 3003011295 | Triton 30" Filter Tank Lateral - pre 2005 | SPRS | 45.5
6591250369 |  | Triton 36" Filter Tank Lateral | SPRS | 46
6591250370 |  | Triton 30" Twist Lock Filter Tank Lateral | SPRS | 17.95
6591250371 |  | Triton 36" Twist Lock Filter Tank Lateral | SPRS | 48.3
6597250030 |  | Waterco Micron Bobbin Air Bleed Tube Screen | SPRS | 5.74
6597250033 |  | Waterco SMD & SMDD Filter Gulfstream Plug | SPRS | 1.04
6597250045 |  | Waterco SMD & SMDD Filter Side Mount Pressure Gauge (Oil Fired) - 400k PA | SPRS | 40.32
6597250046 |  | Waterco SMD & SMDD Filter Side Mount Pressure Gauge - 600k PA/90PSI | SPRS | 234.43
6597250060 |  | Waterco SMD & SMDD Filter Stainless Steel Screw - 1" BSW Male 1/4" BSP Female Thread | SPRS | 164.56
6597250063 |  | Waterco SMD & SMDD Filter Washer (S/S304) - M16 | SPRS | 1.07
6597250076 |  | Waterco SMD & SMDD Hex Thin Nut | SPRS | 14.63
6597250077 |  | Waterco SMD & SMDD Hex Bolt - N16 x 120mm | SPRS | 24.38
6597250092 |  | Waterco Exotuf Filter 8" Lid Clamp Type | SPRS | 56.78
6597250093 | 3073008525 | Waterco Micron Bobbin Filter 8" Lid | SPRS | 46.6
6597250094 |  | Waterco SMD & SMDD Filter Top Manhole Cover Only - Oval 4 Stud | SPRS | 679.32
6597250096 |  | Waterco SMD & SMDD Lid Yoke Lacron | SPRS | 132.33
6597250097 |  | Waterco Micron Bobbin / Multicyclone / Trimline Filter Lock Ring for 8" Lid - | SPRS | 29.33
6597250100 |  | Waterco Thermoplastic / Exotuf / Lacron Top Lid O-ring - 6" | SPRS | 10.3
6597250101 | 3073008527 | Waterco Micron Bobbin / Trimline Filter Top Lid O-ring | SPRS | 14.03
6597250104 |  | Waterco SMD & SMDD Filter O-ring BS113 | SPRS | 0.31
6597250105 |  | Waterco SMD and SMDD Filter Manhole Cover Complete - 4 Stud | SPRS | 1750.5
6597250107 |  | Waterco SMD & SMDD Filter Air Relief Tube Screen | SPRS | 5.74
6597250118 |  | Waterco Rose Only - 8" | SPRS | 13.11
6597250139 |  | Waterco SMD & SMDD Black Barrel Union Lock Nut - 90mm / 3" | SPRS | 8.27
6597250140 |  | Waterco Micron Bobbin Filter Barrel Union Nut - 1.5" | SPRS | 2.46
6597250145 |  | Waterco Micron Bobbin Filter Barrel Union Nut - 2" | SPRS | 3.38
6597250146 |  | Waterco SMD & SMDD Black Barrel Union Lock Nut - 110mm / 4" | SPRS | 77.4
6597250152 |  | Waterco SMD Barrel Union Socket 3" | SPRS | 7.77
6597250155 |  | Waterco SMD Barrel Union Socket 110mm | SPRS | 52.83
6597250157 | 3070000001 | Waterco SMD Barrel Union Socket 4" | SPRS | 31.09
6597250166 |  | Waterco SMD & SMDD O-ring B/U - 90mm / 3" | SPRS | 8.67
6597250170 |  | Waterco SMD & SMDD O-ring B/U - 110mm / 4" | SPRS | 22.84
6597250180 |  | Waterco SMD & SMDD Filter Gasket for Side Manhole - Oval 18 Hole | SPRS | 44.06
6597250181 |  | Waterco SMD & SMDD Filter O-ring G210 for Side Hatch Round - 200mm | SPRS | 11.27
6597250230 |  | Waterco Micron Bobbin Bulkhead Threaded Body 1.5" | SPRS | 3.92
6597250236 |  | Waterco Micron Bobbin/Bobbin Filter 2" Bulkhead | SPRS | 31.08
6597250284 | 3073000104 | Waterco Micron Bobbin 2" Threaded Sweep Elbow Kit (O-ring) | SPRS | 37.3
6597250374 | 3073000006 | Waterco Micron Bobbin Filter Lateral - 75mm (Threaded) | SPRS | 3.42
6597250375 | 3073000021 | Waterco Micron Bobbin Filter Lateral - 110mm (Threaded) | SPRS | 3.96
6597250380 | 3073000004 | Waterco Micron Bobbin Filter Lateral - 145mm (Threaded) | SPRS | 4.17
6597250382 |  | Waterco Micron Bobbin Filter Lateral - 200mm (Threaded) | SPRS | 6.78
6597250403 |  | Waterco Micron Bobbin Filter Lateral Threaded Cap | SPRS | 2.31
6597250405 |  | Waterco Micron Bobbin Filter Lateral Threaded Plug | SPRS | 3.59
6597250407 |  | Waterco Micron Bobbin Filter Fishtail Lateral Extension Long Arm Assembly | SPRS | 18.62
6597250408 |  | Waterco Micron Bobbin Filter Fishtail Lateral Extension Short Arm Assembly | SPRS | 15.96
6597250415 |  | Waterco Micron Bobbin Filter Fishtail Manifold for 2" Pipe | SPRS | 72.43
6597250416 |  | Waterco Micron Bobbin Filter Fishtail Manifold for 1.5" Pipe | SPRS | 38.58
6597250435 | 3073000008 | Lacron / Waterco Sand Drain / Drain Plug - 40mm | SPRS | 95.66
6597272093 |  | Waterco Trimline Cartridge Filter Pewter Lid complete with O-ring - 6 Bar MK3 | SPRS | 59.68
6597272141 |  | Waterco Trimline Cartridge Filter Half Union - 2" x 50mm | SPRS | 8.42
6597272143 |  | Waterco Trimline Cartridge Filter Half Union - 1.5" / 2" | SPRS | 10.02
6637850132 |  | Hayward 1.5" Multiport Top Cover c/w Key Stem Assembly | SPRS | 177.9
6637850205 |  | Hayward 2" Multiport Plastic Handle | SPRS | 30
6637850231 |  | Hayward 2" Multiport Top Cover c/w Key Stem Assembly | SPRS | 235.7
6637850250 |  | Hayward 2" Multiport Top Cover O-ring | SPRS | 22
6637850260 |  | Hayward 2" Multiport Spider Gasket | SPRS | 43
6637850270 |  | Hayward 1.5"/ 2" Multiport Sight Glass & O-ring | SPRS | 12.8
6652850005 |  | Waterco 1.5" Multiport Plastic Handle | SPRS | 28.58
6652850045 |  | Waterco 1.5" Multiport Shaft O-ring | SPRS | 5.49
6652850150 |  | Waterco 1.5" Multiport Top Cover O-ring | SPRS | 8.85
6652850160 |  | Waterco 1.5" Multiport Spider Gasket 143mm | SPRS | 40.7
6652850161 |  | Waterco 1.5" Multiport Rotor with Gasket | SPRS | 48.2
6652850165 | 3073008523 | Waterco 1.5" Multiport / Trimline Cartridge Air Release Valve | SPRS | 5.43
6652850170 |  | Waterco 1.5" Multiport Sight Glass O-ring | SPRS | 5.66
6652850175 |  | Waterco 1.5" Multiport Sight Glass | SPRS | 16.88
6652850205 |  | Waterco 2" Multiport Plastic Handle | SPRS | 27.23
6652850245 |  | Waterco 2" Multiport Shaft O-ring | SPRS | 5.79
6652850250 |  | Waterco 2" Multiport Top Cover O-ring | SPRS | 14.36
6652850260 |  | Waterco 2" Multiport Spider Gasket 175mm | SPRS | 6.37
6652850270 |  | Waterco 2" Multiport Sight Glass O-ring | SPRS | 6.63
6652850275 |  | Waterco 2" Multiport Sight Glass | SPRS | 20.29
6659850005 |  | Midas 1.5" Multiport Handle | SPRS | 36.6
6659850045 |  | Midas / Hayward Multiport Axle O-ring 1.5" Midas & 2" Hayward | SPRS | 2.95
6659850150 |  | Midas / Hayward 1.5" Multiport Top Cover O-ring | SPRS | 5.25
6659850232 |  | Midas 2" Multiport Top Cover c/w Key Stem Assembly | SPRS | 256.15
6659850250 |  | Midas 2" Multiport Top Cover O-ring | SPRS | 31.1
6659850260 |  | Midas 2" Multiport Spider Gasket | SPRS | 59.15
6691857132 |  | Triton 1.5" Multiport Top Cover c/w Key Stem Assembly | SPRS | 208.65
6691857160 |  | 1.5" Triton Multiport Spider Gasket | SPRS | 29.75
6691857232 |  | 2" Triton Multiport Top Cover c/w Key Stem Assembly | SPRS | 264.25
6691857260 |  | Triton 2" Multiport Spider Gasket | SPRS | 44.2
6714446103 |  | Bowman Tubestack O Ring for 5113 Heat Exchanger | SPRS | 5.13
6714446104 |  | Bowman Tubestack O Ring for 5114 Heat Exchanger | SPRS | 7.41
6714446113 |  | Bowman End Connection Kit for 5113 Heat Exchanger | SPRS | 49
6714446114 | 3055010021 | Bowman End Connection Kit for 5114 Heat Exchanger | SPRS | 68.66
6718445001 |  | Certikin Genie Primary Heat Exchanger (Genie 35) | SPRS | 950
6718445002 |  | Certikin Genie Primary Heat Exchanger (Genie 50) | SPRS | 1195
6718445003 |  | Certikin Genie Fan | SPRS | 356
6718445004 |  | Certikin Genie Gas Valve | SPRS | 126
6718445006 |  | Certikin Genie HT Lead | SPRS | 59.9
6718445007 |  | Certikin Genie Condensate Syphon | SPRS | 65
6718445008 |  | Certikin Genie Condensate Pressure Switch | SPRS | 44.75
6718445010 |  | Certikin Genie Spark & Sense Electrode | SPRS | 29.75
6718445011 |  | Certikin Genie Flue Thermostat | SPRS | 44.8
6718445012 |  | Certikin Genie Control Thermostat - (Genie 35C / 50C) | SPRS | 40.4
6718445013 |  | Certikin Genie Pool Temperature / Heat Exchanger Flow Sensor | SPRS | 43.75
6718445014 |  | Certikin Genie Propane Orifice (Genie 35) | SPRS | 41.85
6718445015 |  | Certikin Genie Propane Orifice (Genie 50) | SPRS | 40.8
6718445016 |  | Certikin Genie Pool Thermostat PCB | SPRS | 212.25
6718445017 |  | Certikin Genie Ignition Control | SPRS | 235
6718445019 |  | Certikin Genie Electrode Gasket | SPRS | 11.75
6718445033 |  | Certikin Genie 35kW Burner | SPRS | 135
6718445034 |  | Certikin Genie 50kW Burner | SPRS | 139
6718445035 |  | Certikin Genie Burner Insulation | SPRS | 34
6718445036 |  | Certikin Genie 35kW Venturi | SPRS | 80.75
6718445037 |  | Certikin Genie 50kW Venturi | SPRS | 80.75
6718445053 |  | Certikin Genie S Secondary Heat Exchanger | SPRS | 707
6718445054 |  | Certikin Genie S Relay | SPRS | 38.65
6718445055 |  | Certikin Genie S Control Thermostat - (Genie 35S/50S) | SPRS | 38.1
6718445056 |  | Certikin Genie S Pump | SPRS | 240.2
6718445057 |  | Certikin Genie S PCB | SPRS | 310
6718445060 |  | Certikin Genie S Flue Thermostat - (Genie 35S/50S) | SPRS | 24.8
6718448010 |  | Certikin Gas Heater Jacket Top Model 105 | SPRS | 62
6718448045 |  | Certikin Gas Heater Flue Collector 155 | SPRS | 128.5
6718448060 |  | Certikin Gas Heater Flue Collector 405 | SPRS | P O A
6718448075 |  | Certikin Gas Heater Hi Limit All Models | SPRS | 153.1
6718448080 |  | Certikin Gas Heater Hi Limit Manual Reset All Models | SPRS | 42.15
6718448100 |  | Certikin Gas Heater Temperature Sensor Models 55, 105, 155 | SPRS | 78.25
6718448105 |  | Certikin Gas Heater Temperature Sensor Models 185, 265, 405 | SPRS | 87.85
6718448120 |  | Certikin Gas Heater Sensor Well All Models | SPRS | 128.5
6718448135 |  | Certikin Gas Heater Inlet / Oulet Header Model 105 | SPRS | 268.15
6718448155 |  | Certikin Gas Heater Header Gasket Models 105, 185, 265, 405 | SPRS | 64.1
6718448160 |  | Certikin Gas Heater Tube Seal Gasket Model 155 - Pack of 8 | SPRS | 69.3
6718448180 |  | Certikin Gas Heater In / Out Flange Model 55 | SPRS | 91.4
6718448185 |  | Certikin Gas Heater In / Outlet Flange Model 105 | SPRS | 26.25
6718448195 |  | Certikin Gas Heater In / Outlet Flange Models 155, 185, 265, 405 | SPRS | 139.65
6718448220 |  | Certikin Gas Heater Baffle Kit Model 55 | SPRS | 16.9
6718448225 |  | Certikin Gas Heater Baffle Kit Model 105 | SPRS | 16.75
6718448230 |  | Certikin Gas Heater Baffle Kit Model 155 | SPRS | 21.8
6718448235 |  | Certikin Gas Heater Baffle Kit Model 185 | SPRS | 45
6718448240 |  | Certikin Gas Heater Baffle Kit Model 265 | SPRS | 45
6718448245 |  | Certikin Gas Heater Baffle Kit Model 405 | SPRS | 45
6718448260 |  | Certikin Gas Heater Drain Valve All Models | SPRS | 62.3
6718448320 |  | Certikin Gas Heater Heat Exchanger Model 105 (Complete) | SPRS | 1017
6718448325 |  | Certikin Gas Heater Heat Exchanger Model 155 (Complete) | SPRS | 1342
6718448330 |  | Certikin Gas Heater Heat Exchanger Model 185 (Complete) | SPRS | 1737
6718448335 |  | Certikin Gas Heater Heat Exchanger Model 265 (Complete) | SPRS | 1967
6718448340 |  | Certikin Gas Heater Heat Exchanger Model 405 (Complete) | SPRS | 2215
6718448370 |  | Certikin Gas Heater Return Header Model 155 | SPRS | 195.55
6718448375 |  | Certikin Gas Heater Return Header Models 185, 265, 405 | SPRS | 419
6718448390 |  | Certikin Gas Heater Flange Gasket Model 55, 105 | SPRS | 31.85
6718448395 |  | Certikin Gas Heater Flange Gasket 1.5" Model 155, 185, 265, 405 | SPRS | 32.3
6718448405 |  | Certikin Gas Heater Flange Gasket 2" Models 155, 185, 265, 405 | SPRS | 5.7
6718448415 |  | Certikin Gas Heater Unitherm Govenor Models 155, 185, 265, 405 | SPRS | 167
6718448455 |  | Certikin Gas Heater Refactory Kit Model 155 | SPRS | 178.2
6718448500 |  | Certikin Gas Heater Bypass Valve Model 105, 155, 185, 265, 405 | SPRS | 110
6718448510 |  | Certikin Gas Heater Bypass Spring Model 265, 405 | SPRS | 5.15
6718448515 |  | Certikin Gas Heater Thermostat PC Board Model 55,105,155, 055PEH | SPRS | 81.55
6718448520 |  | Certikin Gas Heater PCB Control Unit Digital Display 185, 265, 405 | SPRS | 271.5
6718448525 |  | Certikin Gas Heater Thermostat Knob Model 55, 105, 155 | SPRS | 6.75
6718448530 |  | Certikin Gas Heater Thermostat Knob Model 185, 265, 405 | SPRS | 7.3
6718448540 |  | Certikin Gas Heater Thermostat Knob Stop All Models | SPRS | 7.3
6718448560 |  | Certikin Gas Heater Thermal Fuse Model 105, 155, 185, 265, 405 | SPRS | 10.85
6718448570 |  | Certikin Gas Heater Thermostat Pocket Model 185, 265, 405 | SPRS | 23.25
6718448590 |  | Certikin Gas Heater On / Off Switch Model 105, 155 | SPRS | 31.85
6718448595 |  | Certikin Gas Heater Rocker Switch Model 185, 265, 405 | SPRS | 55.1
6718448605 |  | Certikin Gas Heater Potentiometer Model 105, 155 | SPRS | 51.5
6718448615 |  | Certikin Gas Heater Pressure Switch All Models | SPRS | 68.65
6718448623 |  | Certikin Gas Heater Pressure Switch Tube Assembly - Model 055 | SPRS | 40.2
6718448625 |  | Certikin Gas Heater Pressure Switch Tube Assembly - Model 105 | SPRS | 38.95
6718448627 |  | Certikin Gas Heater Pressure Switch Tube Assembly - Model 155 | SPRS | 28.6
6718448630 |  | Certikin Gas Heater Pressure Switch Tube Assembly - Model 185, 265, 405 | SPRS | 32.65
6718448655 |  | Certikin Gas Heater Transformer 230v / 24v All Models | SPRS | 68.15
6718448710 |  | Certikin Natural Gas Heater Burner Tray c/w Burner Model 105 | SPRS | 613.85
6718448715 |  | Certikin Gas Heater Propane Burner Tray c/w Burner Model 155 | SPRS | 782
6718448720 |  | Certikin Gas Heater Burner Tray c/w Burner Natural Gas Model 185 | SPRS | P O A
6718448725 |  | Certikin Gas Heater Burner Tray c/w Burner Propane Gas Model 185 | SPRS | P O A
6718448730 |  | Certikin Gas Heater Burner Tray c/w Burner Natural Gas Model 265 | SPRS | P O A
6718448735 |  | Certikin Gas Heater Burner Tray c/w Burner Propane Gas Model 265 | SPRS | P O A
6718448740 |  | Certikin Gas Heater Nat Burner Tray Assembly - Model 405 | SPRS | P O A
6718448750 |  | Certikin Gas Heater Burner All Models | SPRS | 8.15
6718448760 |  | Certikin Gas Heater Burner Injector Natural Gas Models 55, 105, 185, 265, 405 | SPRS | 3.8
6718448780 |  | Certikin Gas Heater Burner Injector Propane Gas Model 055 & 155 | SPRS | 2.15
6718448785 |  | Certikin Gas Heater Burner Injector Propane Gas Model 105, 185, 265, 405 | SPRS | 3.35
6718448800 |  | Certikin Gas Heater Gas Valve Gas Model 55, 105, 155, 185, 265 | SPRS | 247.45
6718448810 |  | Certikin Gas Heater Retrofit Gas Valve Model 105, 155, 185, 265, 405 | SPRS | 298.3
6718448835 |  | Certikin Gas Heater Pilot Propane Gas Model 55, 105, 155, 265, 405 | SPRS | 70.6
6718448847 |  | Certikin Gas Heater Pilot Injector for Natural Gas Heaters (Euro) | SPRS | 11.75
6718448852 |  | Certikin Gas Heater Pilot Injector for Propane Gas Heaters (Euro) | SPRS | 10.95
6718448870 |  | Certikin Gas Heater 0.25" Pilot Tube Models 185, 256, 405 | SPRS | 38.25
6718448890 |  | Certikin Gas Heater Pilot Tube Model 155 | SPRS | 25.8
6718448912 |  | Certikin Gas Heater Hi Tension Lead (Euro) | SPRS | 20.25
6718448917 |  | Certikin Gas Heater Hi Tension Wire (Euro) Models 155, 185, 265, 405 | SPRS | 33.25
6718448930 |  | Certikin Gas Heater CPVC 2" Nipple Model 185, 265, 405 | SPRS | 30.4
6718448955 |  | Certikin Gas Heater Cupro Nickel Heat Exchanger Model 105 | SPRS | 1447
6718453100 |  | Certikin Oil Heater Class D Pre-Heater for 180 model | SPRS | P O A
6718453105 |  | Certikin Oil Heater Oil Nozzle 1.1 x 60W COH180 | SPRS | 102.25
6718453120 |  | Certikin Oil Heater Pump | SPRS | 240.2
6718453125 |  | Certikin Oil Heater Coil | SPRS | 65.95
6718453130 |  | Certikin Oil Heater Control Box for 100, 110, 175, 180, 210 & 220 | SPRS | 254.75
6718453145 |  | Certikin Oil Heater COH175 & COH180 Nozzle 1.35 x 60W | SPRS | 48.85
6718453150 |  | Certikin Oil Heater COH210 & COH220 Nozzle 1.75 x 60W | SPRS | 51
6718453155 |  | Certikin Oil Heater Safety Valve | SPRS | 36
6718453160 |  | Certikin Oil Heater Pressure Gauge (mark 1) | SPRS | 40.4
6718453165 |  | Certikin Oil Heater Boiler Thermostat (mark 1) | SPRS | 65.95
6718453170 |  | Certikin Oil Heater Hi Limit Thermostat | SPRS | 56.95
6718453196 |  | Certikin Oil Heater Bowman Heat Exchanger for 110 - Mk2 | SPRS | 914
6718453206 |  | Certikin Oil Heater Bowman Heat Exchanger for 180, 220 & 280 Mk2 | SPRS | 914
6718453230 |  | Certikin Oil Heater COH175 & COH180 Oil Burner | SPRS | 1202
6718453235 |  | Certikin Oil Heater COH210 & COH220 Oil Burner | SPRS | 1732
6765441503 |  | Pahlen 3kW Electric Heater Element | SPRS | 267.38
6765441506 |  | Pahlen 6kW Electric Heater Element Compact | SPRS | 284.62
6765441510 |  | Pahlen 9kW Electric Heater Element Compact | SPRS | 293.54
6765441513 |  | Pahlen 12kW Electric Heater Element Compact | SPRS | 314.46
6765441515 |  | Pahlen 15kW Electric Heater Element Compact | SPRS | 322.41
6765441516 |  | Pahlen 18kW Electric Heater Element Compact | SPRS | 331.71
6765441525 |  | Pahlen Electric Heater Thermostat 0-45 Degree C | SPRS | 57.74
6765441528 | 3074010008 | Pahlen Electric Heater Hi-Limit Control | SPRS | 87.77
6765441532 |  | Pahlen Compact Electric Heater Pressure Switch | SPRS | 119.41
6765441560 | 3074010012 | Pahlen Short Paddle Flow Switch for Electric Heater | SPRS | 59.68
6770396015 |  | Duratech DURA-7/-10 /-13/ DURA+7/+10/+14 Run Capacitor for Compressor 2014 Onwards | SPRS | 26.25
6770396019 |  | Duratech DURA-18 / DURA +19 Run Capacitor for Compressor 2014 Onwards | SPRS | 48.72
6770396024 |  | Duratech DURA-22 Run Capacitor for Compressor 2014 Onwards | SPRS | 37.71
6770396041 |  | Duratech DURA-18 & 22 / DURA+19 Start Capacitor for Compressor 2014 Onwards | SPRS | 80.26
6770396046 |  | DURA PRO 12 Inverter - 2019 Onwards - R32 | SPRS | 634.43
6770396048 |  | DURA PRO 17 & 21 Inverter - 2019 Onwards - R32 | SPRS | 891.78
6770396050 |  | DURA PRO 25 Inverter - 2019 Onwards - R32 | SPRS | 2099.04
6770396052 |  | DURA PRO 28T Inverter - 2019 Onwards - R32 | SPRS | 2472.64
6770396054 |  | DURA PRO -12 and -17 Inverter - Pre 2019 - R410A | SPRS | 1878.17
6770396056 |  | DURA PRO -21 and -25 Inverter - Pre 2019 - R410A | SPRS | 1930.91
6770396060 |  | DURA+7 Compressor | SPRS | 822.62
6770396063 |  | DURA+10 Compressor | SPRS | 1117.4
6770396065 |  | DURA+14 Compressor Pre 2019 | SPRS | 1416.05
6770396066 |  | DURA+14 Compressor 2019 Onwards | SPRS | 1405.32
6770396069 |  | DURA-18 / +19 Compressor | SPRS | 3841.15
6770396072 |  | DURA+22T Compressor | SPRS | 2859.99
6770396075 |  | DURA+30T Compressor | SPRS | 3713.68
6770396077 |  | Duratech DURAPRO-12 R32 Compressor | SPRS | 1060.8
6770396078 |  | Duratech DURAPRO-17/21 R32 Compressor | SPRS | 986.33
6770396079 |  | Duratech DURAPRO-25/28T R32 Compressor | SPRS | 2281.21
6770396080 |  | DURAPRO-12 Compressor | SPRS | 1230.93
6770396083 |  | DURAPRO-17 Compressor | SPRS | 1267.85
6770396086 |  | DURAPRO-21 Compressor | SPRS | 2284.87
6770396089 |  | DURAPRO-25 Compressor | SPRS | 2328.4
6770396092 |  | DURAPRO-28T Compressor | SPRS | 3147.03
6770396095 |  | Duratech DURA-7 / DURA+7 Capacitor for Fan Motor 2014 Onwards | SPRS | 2.87
6770396100 |  | Duratech DURA-10/-13 / DURA+10/+14 Capacitor for Fan Motor 2014 Onwards | SPRS | 11.46
6770396105 |  | Duratech DURA-18 / DURA+19 Capacitor for Fan Motor 2014 Onwards | SPRS | 6.07
6770396110 |  | Duratech DURA-22/-22T/-26T / DURA+22T Capacitor for Fan Motor 2014 Onwards | SPRS | 12.53
6770396115 |  | Duratech DURA+30T Capacitor for Fan Motor 2014 Onwards | SPRS | 8.55
6770396170 |  | Duratech DURA-10/-13 / DURA+10/+14 Fan Motor 2014 Onwards | SPRS | 167.79
6770396190 |  | Duratech DURAPRO Fan Motor (R410A) | SPRS | 453.29
6770396191 |  | Duratech DURAPRO-12 R32 Fan Motor | SPRS | 218.43
6770396192 |  | Duratech DURAPRO-17/21/25/28T R32 Fan Motor | SPRS | 335.8
6770396205 |  | Duratech DURAPRO-12 R32 Fan Blade | SPRS | 33.58
6770396207 |  | Duratech DURAPRO-17/21 R32 Fan Blade | SPRS | 73.85
6770396209 |  | Duratech DURAPRO-25/28T R32 Fan Blade | SPRS | 73.85
6770396213 |  | Duratech DURAPRO / DURA+7 Fan Blade | SPRS | 101.11
6770396217 |  | Duratech DURA+10 / +14 Fan Blade | SPRS | 43.81
6770396225 |  | Duratech DURA+22T / +30T Fan Blade | SPRS | 126.66
6770396242 |  | Duratech DURA-10 /+10 / PRO-28T Relay | SPRS | 47.72
6770396247 |  | Duratech DURA-18/-22 / DURA+19 Relay 2014 Onwards | SPRS | 35.44
6770396264 |  | DURA PRO Relay | SPRS | 21.69
6770396265 |  | Duratech DURAPRO R32 Relay | SPRS | 18.77
6770396268 |  | Duratech DURAPRO-25 R32 Filter Board | SPRS | 210.22
6770396280 |  | Duratech DURA-13 / DURA+14 AC Contactor 2014 Onwards | SPRS | 37.33
6770396284 |  | Duratech DURA-18/-22 / DURA+19 AC Contactor 2014 Onwards | SPRS | 49.81
6770396288 | 3052030098 | Duratech DURA-22T/-26T / DURA+22T/30T AC Compressor Contactor 2014 Onwards | SPRS | 82.25
6770396293 |  | Duratech DURA-22T/-26T / DURA+22T/30T AC Pump Contactor 2014 Onwards | SPRS | 62.23
6770396312 |  | Duratech DURA+7 Heat Exchanger | SPRS | 743.85
6770396313 |  | Duratech DURA+10 Heat Exchanger | SPRS | 683.69
6770396315 |  | Duratech DURA+14 Heat Exchanger | SPRS | 851.2
6770396319 |  | Duratech DURA+19 Heat Exchanger | SPRS | 1142.1
6770396322 |  | Duratech DURA+22T Heat Exchanger | SPRS | 1262.65
6770396325 |  | Duratech DURA+30T Heat Exchanger | SPRS | 1717.63
6770396342 |  | Duratech DURA/DURA+ Display Panel 2014 Onwards | SPRS | 475.72
6770396345 |  | Duratech DURAPRO-12 Heat Exchanger | SPRS | 1064.4
6770396346 |  | Duratech DURAPRO-12 R32 Heat Exchanger | SPRS | 718.4
6770396348 |  | Duratech DURAPRO-17 Heat Exchanger | SPRS | 1164.26
6770396349 |  | Duratech DURAPRO-17 R32 Heat Exchanger | SPRS | 886.24
6770396351 |  | Duratech DURAPRO-21 Heat Exchanger | SPRS | 1326.55
6770396354 |  | Duratech DURAPRO-25 Heat Exchanger | SPRS | 1458.4
6770396355 |  | Duratech DURAPRO-25 R32 Heat Exchanger | SPRS | 1544.19
6770396357 |  | Duratech DURAPRO-28T Heat Exchanger | SPRS | 2161.22
6770396358 |  | Duratech DURAPRO-28T R32 Heat Exchanger | SPRS | 1879.88
6770396360 | 3052030248 | DURA PRO Display Panel | SPRS | 839.09
6770396362 |  | Duratech DURAPRO-21 R32 Heat Exchanger | SPRS | 969.22
6770396373 |  | Duratech DURA+7/+10/+14/+19 Fan Speed Controller 2014 Onwards | SPRS | 74.09
6770396376 |  | Duratech DURAPRO-25/28T R32 Fan Board | SPRS | 123
6770396417 |  | Duratech DURA / DURA+ Flow Switch 2014 Onwards | SPRS | 33.13
6770396477 |  | Duratech DURA/DURA+ PCB 2014 Onwards - WSL | SPRS | 112.05
6770396480 |  | Duratech DURAPRO-12 Main Control Board | SPRS | 190.52
6770396484 |  | Duratech DURAPRO-17 Main Control Board | SPRS | 190.52
6770396488 |  | Duratech DURAPRO-21 Main Control Board | SPRS | 209.77
6770396492 |  | Duratech DURAPRO-25 Main Control Baord | SPRS | 190.52
6770396496 |  | Duratech DURAPRO-28T Main Control Board | SPRS | 209.77
6770396499 |  | Duratech DURAPRO-25/28T R32 Main Control Board PC1004 | SPRS | 233.32
6770396604 |  | Duratech DURA / DURA+ 3 Phase Power Protection 2014 Onwards | SPRS | 155.4
6770396643 |  | Duratech DURA / DURA+ Transformer 2014 Onwards | SPRS | 24.91
6770396724 |  | DURA PRO Temperature Sensor 50k | SPRS | 38.3
6770396725 |  | DURA PRO Temperature Sensor | SPRS | 6.15
6770396730 |  | DURA PRO Compressor Exhaust Temperature Sensor | SPRS | 4.36
6770396741 |  | Duratech DURA / DURA+ Refrigerent Low Pressure Switch | SPRS | 61.54
6770396746 |  | Duratech DURA / DURA+ Refrigerant High Pressure Switch | SPRS | 27.2
6770396748 |  | Duratech DURAPRO Flow Switch | SPRS | 35.49
6770396851 |  | Duratech DURA / DURA+ Pressure Gauge | SPRS | 97.43
6770396860 |  | Duratech DURAPRO-12/17/21 R32 Pressure Gauge | SPRS | 55.98
6770396863 |  | Duratech DURAPRO-25/28T R32 Pressure Gauge | SPRS | 134.29
6770396865 |  | Duratech DURAPRO-12/17/21 R32 Power Supply | SPRS | 52.55
6770396902 |  | Duratech DURA-7 / DURA+7 4 Way Reverse Valve 2014 Onwards | SPRS | 60.09
6770396906 |  | Duratech DURA-10 / DURA+10 4 Way Reverse Valve 2014 Onwards | SPRS | 72.11
6770396910 |  | Duratech DURA-13/-18 / DURA+14/+19 4 Way Reverse Valve 2014 Onwards | SPRS | 85.4
6770396914 |  | Duratech DURA-22/-22T/-26T / DURA+22T/+30T 4 Way Reverse Valve 2014 Onwards | SPRS | 165.19
6770396921 |  | Duratech DURAPRO-12/17/21 R32 3-way Valve | SPRS | 13.43
6770396923 |  | Duratech DURAPRO-25/28T R32 Needle Valve | SPRS | 26.86
6770396926 |  | Duratech DURAPRO-25 R32 3-way Valve | SPRS | 13.43
6770396951 |  | Duratech DURA-7 / DURA+7 Electronic Expansion Valve 2014 Onwards | SPRS | 135.12
6770396955 |  | Duratech DURA-10 / DURA+10 Electronic Expansion Valve 2014 Onwards | SPRS | 153.54
6770396959 |  | Duratech DURA-13 / DURA+14 Electronic Expansion Valve 2014 Onwards | SPRS | 172.48
6770396963 |  | Duratech DURA-18 / DURA+19 Electronic Expansion Valve 2014 Onwards | SPRS | 159.76
6770396967 |  | Duratech DURA-22/-22T/-26T / DURA+22T/+30T Electronic Expansion Valve 2014 Onwards | SPRS | 250.27
6770396970 |  | Duratech DURAPRO-12 R32 Expansion Valve | SPRS | 106.42
6770396973 |  | Duratech DURAPRO-17/21 R32 Expansion Valve | SPRS | 116.62
6770397059 |  | DURA PRO -28T Inverter - Pre 2019 - R410A | SPRS | 3255.97
6770397270 |  | Duratech DURAPRO-28T R32 Filter Board | SPRS | 341.09
6770397280 |  | Duratech DURAPRO-28T R32 3-Phase Surge Protector | SPRS | 706.09
6770397373 |  | DURA PRO -28T Fan Driver PCB | SPRS | 180.35
6770397380 |  | Duratech DURAPRO-25/28T R32 Frequency Controller | SPRS | 268.33
6770397470 |  | DURA PRO -28T 3 Phase Filter PCB | SPRS | 773.36
6770999563 |  | Duratech DURA Condensate Drain and Grommets | SPRS | 6.41
6790441702 |  | Thermalec Heat Element Olive EC27C | SPRS | 4.18
6790441704 |  | Thermalec Pump Interlock Relay A7 | SPRS | 105.85
6790441708 |  | Thermalec Temp Control Thermostat C20 | SPRS | 270.77
6790441709 |  | Thermalec Safety Thermostat C13 with Reset Button | SPRS | 225.23
6790441712 |  | Thermalec 2.5kW Titanium Element E17T | SPRS | 225.48
6790441714 |  | Thermalec 3kW Incoloy Element E18XB - WSL | SPRS | 196.43
6790441716 |  | Thermalec 4kW Titanium Element E10T | SPRS | 244.43
6790441720 |  | Thermalec Thermostat Pocket E23 | SPRS | 48.25
6790441724 |  | Thermalec 1.5" Flange Clamp F70 | SPRS | 48.25
6790441726 |  | Thermalec 1.5" Stub Flange F71 | SPRS | 40.37
6790441728 |  | Thermalec 1.5" Flow Gasket G70 | SPRS | 40.37
6790441730 |  | Thermalec Contactor AC4ENT/230 | SPRS | 279.14
6790441732 |  | Thermalec 2" Flange Clamp F72 | SPRS | 58.83
6790441733 |  | Thermalec 2" Stub Flange F73 | SPRS | 55.38
6790441734 |  | Thermalec 2" Flange Gasket G88 | SPRS | 48.25
6790441751 |  | Thermalec Main Gasket 3kW - 12kW G12PHR | SPRS | 110.03
6790441752 |  | Thermalec Main Gasket 15kW - 24kW G24PHR | SPRS | 132.18
6790441753 |  | Thermalec Main Gasket 30kW - 36kW G36PHR | SPRS | 147.69
6790441754 |  | Thermalec Main Gasket 48kW - 72kW G72PHR | SPRS | 179.2
6790441761 |  | Thermalec 0.75" Safety Valve F80 | SPRS | 48.25
6790441762 |  | Thermalec 0.50" Drain Valve F100 | SPRS | 32.98
6800000510 |  | Wishbone for Plastic Handle | SPRS | 2.05
6800488405 |  | Certivac Weight Retaining Screw M6 x 50 | SPRS | 1.9
6800488408 |  | Certivac Weight | SPRS | 100.15
6800488415 |  | Certivac Handle | SPRS | 23.5
6800488438 |  | Certivac Brush and Fixings | SPRS | 25.25
6800488445 |  | Certivac Flap Seals & Clips | SPRS | 18.55
6800488453 |  | Certivac Flap Only | SPRS | 25.7
6800488458 |  | Certivac Adaptor Cuff | SPRS | 12.45
6800488461 |  | Certivac Handle Fixing Set | SPRS | 3.3
6800488705 |  | Bendervac Handle & Spindle | SPRS | 15.6
6800488714 |  | Bendervac Large Wheel | SPRS | 8.9
6800488717 |  | Bendervac Small Wheel | SPRS | 7.1
6800488720 |  | Bendervac Wheel Axle | SPRS | 3.45
6800488729 |  | Bendervac Brush | SPRS | 56
6818488025 |  | Certikin Flexivac Wheel | SPRS | 3.6
6818488028 |  | Certikin Flexivac Wheel Axle | SPRS | 3.95
6818492508 |  | Certikin Telescopic Handle Camlock | SPRS | 7.75
6859488507 |  | Midaclean Plastic Handle Only | SPRS | 6.9
6859488513 |  | Midaclean Pin For Handle | SPRS | 5.45
6896497207 |  | Pool Blaster Catfish Vacuum Head | SPRS | 21.175
6896497210 |  | Pool Blaster Catfish Nose Cap | SPRS | 8.437
6896497213 |  | Pool Blaster Catfish All Purpose Filter Bag | SPRS | 13.563
6896497225 |  | Pool Blaster Catfish Sand and Silt Filter Bag | SPRS | 14.894
6896497228 |  | Pool Blaster Catfish / Aquabroom / Aquabroom Ultra Micro Filter Bags (5pc) | SPRS | 24.816
6896497253 |  | Aquabroom / Aquabroom Ultra All Purpose Filter Bag | SPRS | 12.903
6896497265 |  | Aquabroom / Aquabrrom Ultra Sand and Silt Filter Bag | SPRS | 14.223
6896497273 |  | Aquabroom / Aquabroom Ultra Pole Adaptor Cuff | SPRS | 4.961
6896497301 |  | Pool Blaster Max Vacuum Head | SPRS | 26.466
6896497304 |  | Pool Blaster Max Vac Head Brush - Pack of 6 | SPRS | 14.564
6896497307 |  | Pool Blaster Max Vac Head Wheels (5 Required) | SPRS | 6.457
6896497313 |  | Pool Blaster Max Nose Cap | SPRS | 17.534
6896497322 |  | Pool Blaster Max ON/OFF Knob with O-ring and Gasket | SPRS | 14.828
6896497328 |  | Pool Blaster Max All Purpose Filter Bag | SPRS | 20.845
7100639076 |  | 15mm Diameter 1.5 Litre / Minute Flow Switch pre 2002 | SPRS | 56.276
7111676010 |  | BIO-UV10 Lamp 33W High Output | SPRS | 151.76
7111676015 |  | BIO-UV20, UV170, UV250, UV NEO 12 Lamp 55W High Output | SPRS | 156.28
7111676020 |  | BIO-UV30 / UV340 / NEO 18 Lamp 87W High Output | SPRS | 173.48
7111676025 |  | BIO-UV40 / UV NEO 25 Lamp 105W High Output | SPRS | 220.81
7111676050 |  | BIO-UV10 Quartz Sleeve LG324 | SPRS | 129.38
7111676055 |  | BIO-UV20 / UV170 / UV250 / UV NEO 12 Quartz Sleeve LG594 | SPRS | 151.76
7111676060 |  | BIO-UV30 / UV340 / NEO 18 Quartz Sleeve LG840 | SPRS | 183.15
7111676065 |  | BIO-UV40 / UV NEO 25 Quartz Sleeve LG1094 | SPRS | 230.25
7111676080 |  | BIO-UV Quartz Guide | SPRS | 9.41
7111676100 |  | BIO-UV / UV NEO Quartz Sleeve O-ring | SPRS | 7.02
7111676105 |  | BIO-UV Plastic Washer | SPRS | 6.24
7111676108 |  | BIO-UV Leaking Nut | SPRS | 27.72
7111676150 |  | BIO-UV10 Ballast 35-48W High Output | SPRS | 139.35
7111676155 |  | BIO-UV20 / 30 / 170 / 250 / 340 Ballast 60-95W High Output | SPRS | 185.6
7111676160 |  | BIO-UV40 Ballast 40-150W High Output | SPRS | 207.11
7111676165 |  | BIO-UV UV NEO Ballast 40 - 100W High Output | SPRS | 188.87
7111676180 |  | BIO-UV10 / 20 / 30 / 40 Cap | SPRS | 65.93
7111676182 |  | BIO-UV170 / 250 340 Cap | SPRS | 84.23
7111676190 |  | BIO-UV Indicator 5V with LED | SPRS | 35
7111676193 |  | BIO-UV Switch | SPRS | 4.61
7111676196 |  | BIO-UV / Delta E-Series Socket 4 Pins | SPRS | 8.36
7111676199 |  | BIO-UV Simple Terminal | SPRS | 80.15
7111676202 |  | BIO-UV Drain Plug | SPRS | 26.56
7111676205 |  | BIO-UV Drain Plug O-ring | SPRS | 10.8
7118676501 |  | Blue Lagoon Replacement 16W Lamp | SPRS | 66.78
7118678230 |  | GC Crystal Maintenance Kit for PVDF Pump Head 4mm x 6mm | SPRS | 148.2
7118678243 |  | GC Crystal Maintenance Kit to suit High Flow Foot Mounted Pumps 6mm x 8mm | SPRS | 191.14
7118678250 |  | GC Crystal Maintenance Kit to suit DWXPP Pump | SPRS | 176.36
7118678257 |  | GC Crystal Integrated Peristaltic Dosing System Pump Head Kit | SPRS | 191.27
7118678264 |  | GC Crystal PPM/MV/MVF Complete Santoprene Tube | SPRS | 100.32
7118678267 |  | GC Crystal Peristaltic PRXVA Pump Roller | SPRS | 48.74
7118678273 |  | GC Crystal Peristaltic PRXVA Pump Santoprene Tube | SPRS | 25.27
7118678301 |  | GC Crystal PVDF Pump Head Complete 4mm x 6mm | SPRS | 65.77
7118678312 |  | GC Crystal PVDF High Flow Foot Mounted Pump Head Complete 6mm x 8mm | SPRS | 98.79
7118678317 |  | GC Crystal DWXPP Pump Head Complete 4mm x 6mm | SPRS | 68.88
7118678349 |  | GC Crystal Axial Filter (Foot Filter) 4mm x 6mm | SPRS | 33.65
7118678350 |  | GC Crystal Axial Filter (Foot Filter) with Low Level Probe 4mm x 6mm | SPRS | 65
7118678357 |  | GC Crystal Axial Filter (Foot Valve) with Low Level Probe for High Flow Pumps 6mm x 8mm | SPRS | 65.27
7118678370 |  | GC Crystal Dosing Pump Diaphragm PTFE | SPRS | 18.92
7118678378 |  | GC Crystal Dosing Pump Diaphragm PTFE for High Flow Pumps | SPRS | 21.05
7118680060 |  | GC Crystal Amperometric Chlorine Probe Membrane Cap | SPRS | 249.92
7118680070 |  | GC Crystal Amperometric Chlorine Probe Electrolyte Gel | SPRS | 153.14
7118680150 |  | GC Crystal Standard Injector 3/8" or 1/2" BSPM and 4x6mm Hose Connections PVDF/FPM/Ceramic | O | 30.8
7118680160 |  | GC Crystal Double Junction Injector 1/2" BSPM and 4 x 6 Hose Connections PVDF/FPM/Ceramic | O | 42.59
7118680170 |  | GC Crystal Withdrawable Injector with Ball Valve 1/2" BSPM and 4 x 6 Hose Connections PVDF/FPM/Ceramic | O | 151.41
7118680193 |  | GC Crystal Particle Filter - White Cartridge Only - 5" | SPRS | 20.83
7118680198 |  | GC Crystal Prefilter Bowl 5" | SPRS | 71.23
7118680205 |  | GC Crystal Blue Sheathing 15 Metre Coil | O | 108.54
7118680215 |  | GC Crystal Red Sheathing 15 Metre Coil | O | 108.54
7118680295 |  | GC Crystal Withdrawable Injector Tip | O | 14.68
7118680302 |  | GC Crystal Hose Holding Kit 1/2" - 4mm ID 6mm OD Tubing | SPRS | 11.57
7118680304 |  | GC Crystal Hose Holding Kit 1/2" - 3/8" Tubing | SPRS | 33.51
7118680306 |  | GC Crystal Hose Holding Kit 3/8" - 3/8" Tubing | SPRS | 13.78
7118680310 |  | GC Crystal Hose Holding Kit 3/8" - 1/4" Tubing | SPRS | 10.04
7118680314 |  | GC Crystal Hose Holding Kit 3/8" - 4mm ID x 6mm OD Tubing (V,K,HTS,F Pumps) | SPRS | 3.97
7118680318 |  | GC Crystal Hose Holding Kit 3/8" - 6mm ID x 8mm OD Tubing (V,K Pumps) | SPRS | 14.04
7118683303 |  | GC Crystal Hose Holding Kit 1/2" - 6mm ID 8mm OD Tubing | SPRS | 5.6
7137664068 |  | Hayward CL-220 Offline Feeder Cover O-ring | SPRS | 45.3
7137664320 |  | Hayward CL-220 Offline Feeder Check Valve/ Inlet Fitting Adaptor | SPRS | 26.95
7165639008 |  | Autodos Hose Connector 8 x 6mm x 1/4" | SPRS | 13.95
7165639011 |  | Autodos Valve 1/4" | SPRS | 77.11
7165639018 |  | Autodos Hose Connector 12 x 9mm x 0.25" | SPRS | 19.71
7165639024 |  | Autodos Filter Unit with Cartridge | SPRS | 82.07
7167640050 |  | FROG / Perform-Max Air Vent & O-ring | SPRS | 4.88
7167640054 |  | Above Ground FROG / Perform-Max 910 / 930 Cap / Control Dial Wrench | SPRS | 9.61
7167640056 |  | In Ground FROG / Perform-Max 940 / 960 Cap / Control Dial Wrench | SPRS | 11.04
7167640065 |  | In Ground FROG / Perform-Max Lid & O-ring | SPRS | 63.89
7167640068 |  | In Ground FROG / Perform-Max Lid O-ring Only | SPRS | 21.43
7167640069 |  | Above Ground FROG / Perform-Max Lid O-ring Only | SPRS | 14.86
7167640143 |  | Perform-Max Mesh Screen | SPRS | 7.99
7167640224 |  | FROG / Perform-Max Pressure Relief Valve | SPRS | 8.42
7167640230 |  | In Ground FROG / Perform-Max 940/960 Control Dial O-ring Set | SPRS | 9.76
7167640232 |  | Above Ground FROG / Perform-Max Control Dial & O-ring (2005 or Prior) | SPRS | 15.75
7167640233 |  | Above Ground FROG / Perform-Max Control Dial & O-ring (2006 Onwards) | SPRS | 23.42
7167640234 |  | Above Ground FROG Control Dial O-ring Only | SPRS | 7.74
7167640235 |  | In-Ground FROG Control Dial & O-ring | SPRS | 24.01
7167640248 |  | In Ground FROG / Perform-Max 960 2" x 0.5" Bushing | SPRS | 7.74
7167640296 |  | Above Ground FROG / Perform-Max 960 0.5" 90 Degree Elbow | SPRS | 6.21
7167640302 |  | Above Ground FROG / Perform-Max 960 Small Clamp | SPRS | 6.094
7167640314 |  | In Ground FROG / Perform-Max 930 / 960 6' PVC Tubing | SPRS | 26.65
7167640320 |  | In Ground FROG / Perform-Max 930 / 960 Venturi Scoop | SPRS | 5.97
7167640326 |  | Above Ground FROG / Perform-Max 930 / 960 Scoop Gasket | SPRS | 3.16
7167640332 |  | Above Ground FROG / Perform-Max 930 / 960 Scoop Clamp | SPRS | 15.15
7172640062 | 3016028652 | Rainbow 3" Threaded Lid | SPRS | 32.9
7172640068 | 3016024921 | Rainbow 3" Lid O-ring | SPRS | 5.7
7172640266 |  | Rainbow Connecting Nipple 0.5" MPT | SPRS | 10.9
7172640272 |  | Rainbow 0.5" Control Valve | SPRS | 76.2
7172640284 |  | Rainbow Diverter Tee O-ring | SPRS | 2.8
7172640290 |  | Rainbow Diverter Tee | SPRS | 22.6
7172640296 |  | Rainbow 0.5" NPT 0.625" Elbow with Compression Nut | SPRS | 13.3
7172640314 |  | Rainbow Short Black Plastic Tube 190mm | SPRS | 10.25
7172640316 |  | Rainbow Long Black Plastic Tube 450mm | SPRS | 20.35
7172640379 |  | Rainbow Check Valve | SPRS | 10.3
7193675050 |  | Triogen Compact Flowmeter | SPRS | 237.1
7193675100 |  | Triogen Ozone / UV Replacement Lamp | SPRS | 99
7193675212 |  | Triogen Activated Carbon - 1kg | O | 19.01
7193675215 |  | Triogen Gravel for Ozone Systems - 1kg | SPRS | 3.16
7193676203 |  | Triogen UV Lamp - 58 Watt 2017 Onwards | SPRS | 161.41
7193676205 |  | Triogen TR2 Thimble | SPRS | 174.04
7193676206 |  | Triogen UV Ultra-1 Lamp Assembly (2014-2017) | SPRS | 238.24
7193676207 |  | Triogen UV Ultra-2 Lamp Assembly (2014-2017) | SPRS | 373.21
7193676208 |  | Triogen UV Ultra-3 Lamp Assembly (2014-2017) | SPRS | 489.29
7193676213 |  | Triogen TR2 Conversion Kit - 1 Lamp (Pre 2014) | SPRS | 381.57
7193676221 |  | Triogen UV Ultra Universal Ballast for Ultra 1-3 - 2014 onwards | SPRS | 233.02
7193676223 |  | Triogen TR2 Conversion Kit - 2 Lamp (Pre 2014) | SPRS | 511.35
7193676224 |  | Triogen TR2 Conversion Kit - 3 Lamp (Pre 2014) | SPRS | 798.18
7193676225 |  | Triogen TR2 Compression Nut - WSL | SPRS | 5.94
7193676230 |  | Triogen TR2 Compression Washer - WSL | SPRS | 4.36
7193676233 |  | Triogen TR2 Compression Washer O-ring - Black or White - WSL | SPRS | 10.03
7193676235 |  | Triogen TR2 Thimble O-ring Seal - Orange | SPRS | 3.89
7193676241 |  | Triogen UV Ultra / TR2 Pressure Switch | SPRS | 77.87
7193676248 |  | Triogen TR2 / UV Ultra Union 2" | SPRS | 68.14
7193676251 |  | Triogen TR2 / UV Ultra Blanking Plug 2" | SPRS | 18.17
7194680353 | 3016050156 | WDT Unodos + Injector/Dosing Valve 1/4" | SPRS | 63.73
7197671066 |  | Waterco Hydrochlor Salt Water Chlorinator Cell Housing | SPRS | 69.07
7197671070 |  | Waterco Hydrochlor Salt Water Chlorinator Cell Plates Assembly for 20A (3 Pin - MK1 & MK2 Pre 2018) | SPRS | 439.86
7197671074 |  | Waterco Hydrochlor Salt Water Chlorinator Cell Plates Assembly for 30A (3 Pin - MK1 & MK2 Pre 2018) | SPRS | 698.31
7326715025 |  | DEL Roll Sunny 3 Position Switch | SPRS | 101.32
7326715100 |  | DEL Roll Sunny End Stand Cap | SPRS | 195
7326715101 |  | DEL Roll Sunny End Stand Profile | SPRS | 168.5
7326715105 |  | DEL Roll Sunny Solar Cell | SPRS | 291.26
7326715110 |  | DEL Roll Sunny End Stand (Motor Side) with Switch (not including Solar Cell) | SPRS | 427.49
7326715111 |  | DEL Roll Sunny End Stand (Free Side) | SPRS | 347.93
7326715115 |  | Roll Sunny 12V Battery | SPRS | 68.112
7326715120 |  | DEL Roll Sunny 12V Motor | SPRS | 848.78
7326721032 |  | DEL Rollin Safety Crank | SPRS | 371.48
7326721044 |  | DEL Wi-Key M2 Remote System | SPRS | 815.52
7326721045 |  | DEL Wi Key Transmitter | SPRS | 292.57
7326721047 |  | DEL Wi Key Remote Receiver | SPRS | 309.24
7326721049 |  | DEL Key Switch in Enclosure - 3 Position | SPRS | 171.84
7326721053 |  | DEL Key Switch - Single Key | SPRS | 14.8
7326721090 |  | DEL Torque Limit System Roll Top / Easy / Sun / Over Above Ground 24V PRE 2013 | SPRS | 218.55
7326721096 |  | DEL Torque Limit System Moon / Roll Easy / Contura Above Ground 12V 2013+ | SPRS | 160.73
7326721111 |  | DEL Rolleasy 2 End Stands - Details as Follows ..... | Z | P O A
7326721185 |  | DEL Roll Counterweight Strap | SPRS | 45.88
7326721192 |  | DEL Cover to Roller Strap 1.5m | SPRS | 18.72
7326721195 |  | DEL Rollinside 3m Strap - Grey | SPRS | 16.25
7326721196 |  | DEL Rollinside 3m Strap - Beige | SPRS | 16.25
7326721197 |  | DEL Rollinside 3m Strap - White | SPRS | 16.25
7326721206 |  | DEL Black 15mm End Cap | SPRS | 2.69
7326721208 |  | DEL White 15mm End Cap | SPRS | 2.69
7326721209 |  | DEL Beige 15mm End Cap | SPRS | 2.69
7326721210 |  | DEL Blue 15mm End Cap | SPRS | 2.69
7326721211 |  | DEL Grey 15mm End Cap | SPRS | 2.69
7326721212 |  | DEL White Standard 25mm End Cap for 69mm slats | SPRS | 1.34
7326721222 |  | DEL Beige Standard 25mm End Cap for 69mm slats | SPRS | 1.34
7326721227 |  | DEL Black Standard 25mm End Cap for 69mm slats | SPRS | 1.34
7326721232 |  | DEL Blue Standard 25mm End Cap for 69mm slats | SPRS | 1.34
7326721242 |  | DEL Grey Standard 25mm End Cap for 69mm slats | SPRS | 1.34
7326721245 |  | DEL White Insert for 69mm Slats | SPRS | 1.45
7326721246 |  | DEL White 35mm End Cap | SPRS | 2.69
7326721247 |  | DEL Beige 35mm End Cap | SPRS | 2.69
7326721248 |  | DEL Blue 35mm End Cap | SPRS | 2.69
7326721249 |  | DEL Grey 35mm End Cap | SPRS | 2.69
7326721254 |  | DEL Roll Top / Contura Control Box with 24V Motor Protection - AQUA 8 | SPRS | 418.1
7326721260 |  | DEL Roll Energy Evolution Control Box 120Nm with Torque Limiter - New Version | SPRS | 1252.28
7326721262 |  | DEL Rollinside Control Box 24V - PL3210 | SPRS | 1175.17
7326721263 |  | DEL Rollinside Control Box 24V - DL/PL6010-7710 | SPRS | 1487.31
7326721264 |  | DEL Rollinside Control Box 24V - AQUA 3 | SPRS | P O A
7326721265 |  | DEL Rollinside Control Box 24V - MIT3210 Stop Flow Torque Limiter | SPRS | 1619.706
7326721269 |  | DEL Roll Easy 2 / Moon Tubular Motor 12V | SPRS | 1077.55
7326721270 |  | DEL Roll Energy Evolution - Tubular Motor for 130mm | SPRS | 3040.488
7326721271 |  | DEL Roll Energy Evolution - Tubular Motor for 170mm | SPRS | 2945.7
7326721272 |  | DEL Roll Energy Evolution / Rollinside Motor 120NM 24V | SPRS | 2185.53
7326721276 |  | DEL Rollinside Motor 500NM 24V Dia 129.5 | SPRS | 5416.28
7326721278 |  | DEL Rollinside Motor 750NM 24V Dia 129.5 | SPRS | 7592.31
7326721285 |  | DEL Ultima Hydraulic Motor Only | SPRS | 1189.34
7326721290 |  | DEL Rollin / Rollinside Through the Wall Motor 120NM 24V ( Bracket Included) | SPRS | 2502.88
7326721291 |  | DEL Rollin / Rollinside Through the Wall Motor 120NM 24V | SPRS | 2464.9
7326721293 |  | DEL Rollin Through the Wall Motor 250NM 24V (Bracket Included) | SPRS | 3483.52
7326721294 |  | DEL Rollin Through the Wall Motor 250NM 24V | SPRS | 3445.51
7326721296 |  | DEL Rollin / Rollinside Through the Wall Motor 500NM 24V (Bracket Included) | SPRS | 5131.22
7326721297 |  | DEL Rollin / Rollinside Through the Wall Motor 500NM 24V | SPRS | 5074.19
7326721301 |  | DEL Roll Sun / Roll Sun 1 / Roll Over - 12v Battery 12Ah | SPRS | 189.88
7326721303 |  | DEL Roll Sun 2 / Roll Over / Dune - 12v Battery 27 Ah | SPRS | 447.85
7326721315 |  | DEL Roll Energy / Rollin Telescopic Support Beam | SPRS | 823.84
7326721345 |  | DEL Ultima Hydraulic Oil 5 Litre | SPRS | 73.9
7326721350 |  | DEL Ultima Hydraulic Motor - Left | SPRS | 2876.02
7326721355 |  | DEL Ultima Hydraulic Motor - Right | SPRS | 2876.02
7326721360 |  | DEL Ultima Hydraulic Pump 1.1kW 3/8" | SPRS | 2475.61
7326721363 |  | DEL Ultima Control Box - Aqua 10 | SPRS | 526.43
7326721366 |  | DEL Ultima Central Hydraulic Grid 1.1kW - Fan Cowl | SPRS | 39.29
7326721370 |  | DEL Ultima Pressure Gauge | SPRS | 123.41
7326721373 |  | DEL Ultima Hydraulic Distributer Block 3/8" | SPRS | 676.34
7326721377 |  | DEL Ultima Cantilever Adjustable Bracket 360-550mm | SPRS | 282.76
7326721378 |  | DEL Ultima Rail Pulley End recessed in track (set of 2) | SPRS | 208.25
7326721379 |  | DEL Ultima Rail Guide - Set of 2 | SPRS | 362.24
7326721381 |  | DEL Ultima Rope 6.4mm Diameter Per Metre | SPRS | 8.56
7326721383 |  | DEL Ultima Rope Fixing Screws M2.2 x 23 (8 required) | SPRS | 1.61
7326721390 |  | DEL Ulitma Maintenance Kit - Embedded Rails | SPRS | 1280.42
7326721392 |  | DEL Ultima Maintenance Kit - Surface Mount Rails | SPRS | 1228.16
7326721394 |  | DEL Ultima Maintenance Kit - Under Coping | SPRS | 1437.21
7326721401 |  | DEL Moon End Stand - White | SPRS | 479.59
7326721402 |  | DEL Moon End Stand - Champagne Grey | SPRS | 479.59
7326721405 |  | DEL Moon - Solar Panel | SPRS | 972.15
7326721410 |  | DEL Moon Bracket for End Stand | SPRS | 106.42
7326721415 |  | DEL Moon / Tixit / Contura / Roll Sunny Battery 12V 7.2AH | SPRS | 171.98
7326721456 |  | DEL Moon / Contura Control Box - AQUA 9 | SPRS | 361.09
7326721600 |  | DEL Remote End Stops Kit for Tubular Motor | SPRS | 510.6
7326721605 |  | DEL Tixit Solar End Stand (Free Side) - Details as follows (Colour)... | SPRS | 965.78
7326721610 |  | DEL Tixit Solar End Stand (Motor Side) - Details as follows (Colour)… | SPRS | 965.78
7326721615 |  | DEL Tixit Electric End Stand (Free Side) - Details as follows (Colour)… | SPRS | 1072.04
7326721620 |  | DEL Tixit Electric End Stand (Motor Side) - Details as follows (Colour)… | SPRS | 1072.04
7326721634 |  | DEL Tixit Solar Panel 12V 150mm x 300mm | SPRS | 582.06
7326721638 |  | DEL Tixit PCB Spacer | SPRS | 5.13
7326721640 |  | DEL Tixit Control Box - AQUA 11 | SPRS | 475.09
7326721643 |  | DEL Tixit Electric Tubular Motor 35Nm 12V Omega G2 | SPRS | 1077.55
7326721647 |  | DEL Tixit / Contura Tubular Motor 12V (Connection Included) | SPRS | 1031.94
7326721650 |  | DEL Contura H32 End Stand Base - Dark Grey | SPRS | 242.3
7326721653 |  | DEL Contura H32 Electric / Solar End Stand Cover (Solar - free side only) - Dark Grey | SPRS | 313.58
7326721655 |  | DEL Contura H32 Solar End Stand Cover (Motor Side) - Dark Grey | SPRS | 356.34
7326721670 |  | DEL Contura H42 End Stand Base - Dark Grey | SPRS | 266.06
7326721673 |  | DEL Contura H42 Electric / Solar End Stand Cover (Solar - free side only) - Dark Grey | SPRS | 351.59
7326721675 |  | DEL Contura H42 Solar End Stand Cover (Motor Side) - Dark Grey | SPRS | 418.1
7326721680 |  | DEL Contura Wall Mount Adjustment Ring | SPRS | 28.91
7326721684 |  | DEL Contura Tube bearing with fixings | SPRS | 187.23
7326721688 |  | DEL Contura Tubular Motor 12V Omega G2 (Connection included) | SPRS | 1077.55
7326721690 |  | DEL Motor Adjustment Tool for Above Ground Covers | SPRS | 1.58
7326721697 |  | DEL Contura Automatic Stop | SPRS | 166.28
7326721702 |  | DEL Rope Guide Anti Twist 100mm for In-Ground Covers - Pack of 2 | SPRS | 53.09
7326721843 |  | DEL Pushlock Cover - White | SPRS | 28.85
7326721846 |  | DEL Pushlock Cover - Dark Blue | SPRS | 28.85
7326721849 |  | DEL Pushlock Cover - Beige | SPRS | 28.85
7326721852 |  | DEL Pushlock Cover - Blue | SPRS | 28.85
7326721855 |  | DEL Pushlock Cover - Mid Grey | SPRS | 28.85
7326721858 |  | DEL Pushlock Cover - Dark Grey | SPRS | 28.85
7326721860 |  | DEL Ultima Sliders 40mm - 2 Piece Assembled | SPRS | 33.11
7326721861 |  | DEL Pushlock Safety Strap Fixing - White | SPRS | 30.44
7326721864 |  | DEL Pushlock Safety Strap Fixing - Grey | SPRS | 30.44
7326721868 |  | DEL Pushlock Safety Strap Fixing - Beige | SPRS | 30.44
7326721880 |  | DEL Pushlock Adjustable Safety Strap 25mm - White | SPRS | 37.19
7326721888 |  | DEL Pushlock Adjustable Safety Strap 25mm - Beige | SPRS | 37.19
7380715020 |  | Slidelock / Reel Easy Steering Wheel Complete | SPRS | 59.06
7380715032 |  | Slidelock / Reel Easy Steering Wheel Crank Handle | SPRS | 14.22
7380715044 |  | Slidelock / Reel Easy Dome Nut | SPRS | 2.93
7380715051 |  | Slidelock / Reel Easy Steering Wheel Round Cap & Label | SPRS | 7.24
7380715057 |  | Slidelock / Reel Easy Bolt Assembly | SPRS | 21.05
7380715080 |  | End Boss for Slidelock Rollers | SPRS | 49.05
7380715144 |  | Slidelock / Reel Easy No10 x 0.5" Self Tapping Screw | SPRS | 1.33
7380715160 |  | Slidelock / Reel Easy No10 x 1/2" Self Tapping Screw | SPRS | 1.31
7380715161 |  | Slidelock / Reel Easy Flat Washer | SPRS | 1.19
7380715172 |  | Slidelock / Reel Easy 'Y' Piece | SPRS | 32.13
7380715178 |  | Slidelock / Reel Easy Insert | SPRS | 12.74
7380715184 |  | Slidelock / Reel Easy End Wall Stand | SPRS | 137.17
7380715190 |  | Slidelock / Reel Easy Side Wall End Stand | SPRS | 142.08
7380715196 |  | M8 Bolt & Masonry Fixing | SPRS | 13.16
7380715202 |  | Slidelock / Reel Easy Standard End Stand | SPRS | 173.49
7380715208 |  | Slidelock / Reel Easy End Stop | SPRS | 12.74
7380715214 |  | Slidelock / Reel Easy Rubber Grommet | SPRS | 1.9
7380715232 |  | Slidelock / Reel Easy M6 Heavy Duty Nylon Masonary Anchor | SPRS | 5.26
7380715238 |  | Slidelock / Reel Easy Base Plate End Stand Body | SPRS | 141.36
7380715255 |  | Slidelock / Reel Easy Ground Sleeve | SPRS | 58.27
7380715261 |  | Slidelock / Reel Easy Ground Sleeve End Stand Body | SPRS | 142.75
7380715267 |  | Slidelock / Reel Easy Threaded Deck Anchor per Pair | SPRS | 55.67
7380715274 |  | Slidelock / Reel Easy Deck Anchor Brass Plug | SPRS | 7.18
7380715292 |  | Slidelock / Reel Easy 3" Castor With Total Lock Brake | SPRS | 35.54
7380715298 |  | Slidelock / Reel Easy 3" Castor - Unbraked | SPRS | 32.13
7380715310 |  | Slidelock / Reel Easy Long Strap 1.5 Metre | SPRS | 6.63
7380715317 |  | Slidelock / Reel Easy Short Strap 0.4 Metre | SPRS | 4.5
7380715323 |  | Slidelock / Reel Easy Plastic Strap Buckle | SPRS | 1.36
7380715324 |  | Quick Release Plastic Buckle White - Pack of 10 | SPRS | 48.83
7380715329 |  | Solar Cover Press Fix Connector, Blue - Pack of 10 | SPRS | 13.64
7386693301 |  | Cover to Roller Attachment Kit | SPRS | 56.69
7386693317 |  | Cover To Roller Strap 1 Metre - Plain Blue | SPRS | 5.92
7386693332 |  | Solar Cover Fixing Toggle - pack of 10 | SPRS | 18.15
7386693335 |  | Solar Cover Protection Sheet Silver/Black 90cm wide - up to 20' | SPRS | 20
7386703003 |  | Solar Cover Protection Sheet per 25 Metre Roll | SPRS | 60.06
7565768050 |  | Pahlen Halogen Light Bulb 50W | SPRS | 11.63
7620794005 |  | Cover Valet / Cover Pro Side Mount Bracket - cvAA | SPRS | 54.36
7620794011 |  | Cover Valet / Cover Pro Channel Bracket - New | SPRS | 54.36
7620794015 |  | Cover Valet Pivot Arm - cvCC | SPRS | 54.36
7620794022 |  | Cover Valet Extension Arm - New (For pinned Fingers) - cvDD | SPRS | 36.24
7620794032 |  | Cover Valet Pinned Finger (Pair) - cvEE | SPRS | 18.12
7620794035 |  | Cover Valet Finger Sleeve (Pair) - cvH - WSL | SPRS | 6.04
7620794040 |  | Cover Valet Stabiliser Bar - cvFF | SPRS | 18.12
7620794052 |  | Cover Valet Ball Stud with Lock Nut (set of 2) - cvB | SPRS | 7.55
7620794056 |  | Cover Valet Medium Hex Bolt - cvD - WSL | SPRS | 0.75
7620794058 |  | Cover Valet Short Hex Bolt - cvE - WSL | SPRS | 0.75
7620794060 |  | Cover Valet Lock Nut - cvF - WSL | SPRS | 0.75
7620794065 |  | Cover Valet Stabiliser Sleeve - cvG | SPRS | 7.55
7620794070 |  | Cover Valet Elastic Ball - cvJ | SPRS | 9.06
7620794110 |  | Cover Valet Hardware Pack - cvHP | SPRS | 22.65
7620794115 |  | Cover Valet Pivot Arm - New Style | SPRS | 45.3
7620794117 |  | Cover Valet CV400 Regular Shock OLD - cvRS - WSL | SPRS | 34.1
7620794122 |  | Cover Valet CV250 Regular Shock NEW - cvRS | SPRS | 36.24
7620794123 |  | Cover Valet CV400 Regular Shock NEW - cvRS | SPRS | 36.24
7620794124 |  | Cover Valet CV250 Locking Shock NEW - cvLS | SPRS | 54.36
7620794125 |  | Cover Valet CV400 Locking Shock NEW - cvLS | SPRS | 54.36
7620794130 |  | Cover Valet XL Brackets - Per Set | SPRS | 90.6
7620794150 |  | Cover Rock-it Hardware Pack - crHP | SPRS | 15.1
7620794155 |  | Cover Rock-It Under-mount Base with Bolt - crFF | SPRS | 72.48
7620794160 |  | Cover Rock-It / EX Fluted Middle Tube - crAA | SPRS | 36.24
7620794165 |  | Cover Rock-It / EX Regular Middle Tube - crBB | SPRS | 36.24
7620794170 |  | Cover Rock-It Extension Elbow with Sleeve - crCC | SPRS | 54.36
7620794175 |  | Cover Rock-It Pivot Arm - crDD | SPRS | 54.36
7620794178 |  | Cover Rock-It Plastic Pivot | SPRS | 15.1
7620794180 |  | Cover Rock-It Tap Screw - cr-A | SPRS | 7.55
7620794182 |  | Cover Rock-It Washer - crB | SPRS | 0.3
7620794184 |  | Cover Rock-It Bolt with Lock Nut - crC | SPRS | 1.51
7620794186 |  | Cover Rock-It Lag Screw - crD | SPRS | 0.3
7620794200 |  | Spa Side Umbrella Horn - cvUMB1 | SPRS | 54.36
7620794202 |  | Spa Side Umbrella Elbow - cvUMB2 | SPRS | 54.36
7620794204 |  | Spa Side Umbrella T- Joint - cvUMB3 | SPRS | 54.36
7620794206 |  | Spa Side Umbrella Bird Beak - cvUMB4 | SPRS | 36.24
7620794208 |  | Spa Side Umbrella Crank Post - cvUMB5 | SPRS | 72.48
7620794210 |  | Spa Side Umbrella Handle Lock - cvUMB6 | SPRS | 54.36
7620794215 |  | Spa Side Umbrella Slide Lock - cvUMB7 | SPRS | 36.24
7620794220 |  | Spa Side Umbrella Spider - cvUMBSPIDER | SPRS | 151
7620794225 |  | Spa Side Umbrella Fabric Cover - cvFABRIC - Details as Follows... | SPRS | 271.79
7620794226 |  | Spa Side Umbrella Weathershield Fabric Cover - cvWSFABRIC - Details as Follows... | SPRS | 362.39
7620794250 |  | Cover Valet Spa Side Handrail LED Light Kit | SPRS | 30.2
7620794260 |  | Cover Valet Spa Side Handrail Hardware Pack | SPRS | 22.65
7620794305 |  | Cover Caddy Main Unit - ccAA | SPRS | 144.96
7620794310 |  | Cover Caddy Left U-Arm (Set) - ccBB | SPRS | 108.72
7620794315 |  | Cover Caddy Right U-Arm (Set) - ccCC | SPRS | 90.6
7620794320 |  | Cover Caddy Caddy Shock - ccDD | SPRS | 54.36
7620794325 |  | Cover Caddy Pivot Arm - ccEE | SPRS | 108.72
7620794330 |  | Cover Caddy Base Plate - ccFF | SPRS | 54.36
7620794335 |  | Cover Caddy Support Legs (1 - Left, 1 - Right) - ccGG | SPRS | 36.24
7620794350 |  | Cover Caddy Hardware Pack - ccHP | SPRS | 22.65
7620794362 |  | Cover Caddy Safety Latch Catch - ccB | SPRS | 0.75
7620794364 |  | Cover Caddy Cotter-less Hitch Pin - ccC | SPRS | 9.06
7620794366 |  | Cover Caddy Spring Button - ccD | SPRS | 9.06
7620794405 |  | Cover RX Main Body - rxAA | SPRS | 72.48
7620794410 |  | Cover RX Shock - rxBB | SPRS | 54.36
7620794425 |  | Cover RX Support Legs (1 - Left, 1 - Right) - rxEE | SPRS | 54.36
7620794430 |  | Cover RX Complete U-Arm (per pair) | SPRS | 45.3
7620794435 |  | Cover RX Pivot Arm - rxGG | SPRS | 54.36
7620794450 |  | Cover RX Hardware Pack - rxHW | SPRS | 22.65
7620794460 |  | Cover RX Counter Sinking Screws - rxA | SPRS | 0.45
7620794462 |  | Cover RX Nut Caps - rxB | SPRS | 0.75
7620794464 |  | Cover RX Medium Pivot Arm Bolt - rxC | SPRS | 0.75
7620794466 |  | Cover RX Metal Washer - rxD | SPRS | 0.75
7620794468 |  | Cover RX Small Metal Sleeve (Washer Bearing) - rxE | SPRS | 7.55
7620794470 |  | Cover RX Plastic Washer - rxF | SPRS | 6.04
7620794472 |  | Cover RX Bumper Knobs - rxG | SPRS | 3.02
7620794474 |  | Cover RX Spring Button (Small) - rxH | SPRS | 54.36
7620794476 |  | Cover RX Spring Button (Large) - rxJ | SPRS | 0.75
7620794478 |  | Cover RX Ball Studs with Lock Nut (Set of 2) - rxK | SPRS | 6.04
7620794482 |  | Cover Caddy / Cover RX Small 2" U-Arm Spacer (Set of 2) - rxSPACER2 | SPRS | 18.12
7620794505 |  | Cover EX Support Arm | SPRS | 36.24
7620794509 |  | Cover EX Pivot Arm | SPRS | 54.36
7620794522 |  | Cover EX Bushing | SPRS | 7.55
7620794526 |  | Cover EX Mounting Bracket | SPRS | 54.36
7620794530 |  | Cover EX Hardware Pack / Screw Kit | SPRS | 32.01
7620794560 |  | Cover Valet Pro Pivot Arm | SPRS | 54.36
7620794564 |  | Cover Valet Pro Extention Arm | SPRS | 36.24
7620794568 |  | Cover Valet Pro Finger (Pair) | SPRS | 18.12
7620794572 |  | Cover Valet Pro Locking Shock | SPRS | 54.36
7620794576 |  | Cover Valet Pro Regular Shock | SPRS | 36.24
7620794580 |  | Cover Valet Pro Side Mount Bracket XL | SPRS | 72.48
7620794583 |  | Cover Valet Pro Hardware Pack | SPRS | 24.16
7627794900 |  | tubhub Spa Side Fixed Handrail Hardware Kit | SPRS | 11.47
7627794906 |  | tubhub UltraLift (All) Sliding Pivot Bracket | SPRS | 59.61
7627794909 |  | tubhub UltraLift (All) Centre Pole | SPRS | 48.15
7627794912 |  | tubhub UltraLift Pivot Arm 31" - All | SPRS | 38.98
7627794915 |  | tubhub UltraLift Under Mount Pivot Arm 38" | SPRS | 41.27
7627794918 |  | tubhub UltraLift Mounting Bracket Assembly - All | SPRS | 43.85
7627794924 |  | tubhub UltraLift Corner Support Arm - All | SPRS | 73.37
7627794927 |  | tubhub UltraLift Foam Grip | SPRS | 9.17
7627794930 |  | tubhub UltraLift (All) Hardware Kit 1 | SPRS | 52.73
7627794933 |  | tubhub UltraLift Hydraulic Hardware Kit 2 | SPRS | 22.93
7627794936 |  | tubhub UltraLift Hydraulic Arm | SPRS | 48.15
7627794937 |  | tubhub VisionLift Hydraulic Arm 110lb | SPRS | 48.15
7627794938 |  | tubhub VisionLift Hydraulic Arm 150lb | SPRS | 48.15
7627794939 |  | tubhub UltraLift Hydraulic Gas Spring End Fittings | SPRS | 4.59
7627794940 |  | tubhub UltraLift Hydraulic Gas Spring Clamp | SPRS | 17.15
7627794941 |  | tubhub VisionLift Foot Plate (Set of 2) | SPRS | 98.59
7627794943 |  | tubhub VisionLift / UltraLift Hydraulic Velcro Wraps - WSL | SPRS | 40.11
7627794944 |  | tubhub VisionLift Cover Hook - per Pair | SPRS | 45.85
7627794946 |  | tubhub VisionLift Pivot Bracket Assembly | SPRS | 38.29
7627794947 |  | tubhub VisionLift Boomerang Sliding Bracket Assembly Right | SPRS | 114.64
7627794948 |  | tubhub VisionLift Boomerang Sliding Bracket Assembly Left | SPRS | 114.64
7627794949 |  | tubhub VisionLift Centre Pole | SPRS | 48.15
7627794950 |  | tubhub VisionLift Boomerang Cover Right | SPRS | 55.03
7627794951 |  | tubhub VisionLift Boomerang Cover Left | SPRS | 55.03
7627794952 |  | tubhub VisionLift Pivot Arm with Ball Stud | SPRS | 45.85
7627794954 |  | tubhub VisionLift Mounting Bracket Assembly | SPRS | 48.15
7627794957 |  | tubhub VisionLift Side Support Arm | SPRS | 73.37
7627794960 |  | tubhub VisionLift Hardware Kit 1 | SPRS | 48.15
7627794975 |  | tubhub SpaEscort Cover Lifter Chain Kit | SPRS | 20.52
7627794982 |  | tubhub SpaEscort Cover Lifter Mounting Bracket | SPRS | 15.345
7627794985 |  | tubhub SpaEscort Cover Lifter Vinyl Strap (Per Pair) | SPRS | 20.504
7627794988 |  | tubhub SpaEscort Cover Lifter Hardware Kit | SPRS | 6.446
7627794998 |  | tubhub SpaEscort Cover Hydraulic Lifter Hardware Kit | SPRS | 15.48
7825000310 |  | Tylo Timber Door Magnetic Lock DW1 / DW2 | SPRS | 23.01
7890031060 |  | Tylo Glass Door Hinge Kit | SPRS | 76.68
7896000523 |  | Tylo DGM / DGB Aspen Door Handle Kit | SPRS | 173.82
7896000527 |  | Tylo Sauna DGL / DGM Door Rubber Frame Seal - 5.2m | SPRS | 53.68
7896000528 |  | Tylo DGB Door Rubber Frame Seal 5.2m | SPRS | 33.23
7896000529 |  | Tylo DGL Door Magnetic Strips 2.4m | SPRS | 43.45
7896000974 |  | Tylo DGL / Harmony Aspen Door Handle Kit | SPRS | 158.48
7992441011 |  | Helo Heater Terminal Block | SPRS | 10.75
7992441120 |  | Tylo Helo Heater Element 2000W for 6kW Cup / Vienna / Fonda Heater | SPRS | 90.74
7992441125 |  | Tylo Helo Heater Element 2670W for 8kW Cup / Vienna / Fonda and Saga 16kW Heater | SPRS | 98.54
7992441135 |  | Tylo Helo Heater Element 3300W for 9kW Cup Heater / 20kW Saga Heater | SPRS | 133.82
7992441140 |  | Tylo Helo Heater Element 4000W for 24kW Saga Heater | SPRS | 243.71
7992441145 |  | Tylo Helo Heater Element 1500W for 9kW & 10.5kW Laava / 18kW & 21kW Magma Heater | SPRS | 94.66
7992441150 |  | Tylo Helo Heater Element 2200W for 10.5kW and 12kW Laava / 21kW & 26kW Magma Heater | SPRS | 110.5
7992441155 |  | Tylo Helo Heater Element 2500W for 15kW Laava / 26kW Magma | SPRS | 118.26
7992441160 |  | Tylo Helo Heater Element 2000W for Ringo Heater | SPRS | 152.4
7992441162 |  | Helo Heater Element 2670W for Ringo Heater | SPRS | 152.4
7992441165 |  | Tylo Helo Heater Element 2267W for 6.8kW Himalaya Heater | SPRS | 180.92
7992441170 |  | Tylo Helo Heater Element 3500W for 10.5kW Himalaya Heater | SPRS | 216.8
7992441175 |  | Tylo Helo Heater Element 2267W for 6.8kW Rocher Heater | SPRS | 144.53
7992441180 |  | Tylo Helo Heater Element 3500W for 10.5kW Rocher Heater | SPRS | 185.4
7992441185 |  | Tylo Helo Heater Element 1500W for 4.5kW Havanna Heater | SPRS | 90.78
7992441190 |  | Tylo Helo Heater Element 2000W for 6kW Havanna Heater | SPRS | 90.78
7992441195 |  | Tylo Helo Heater Element 2670W for 8kW Havanna Heater | SPRS | 94.66
7996000000 |  | Tylo Temp Limit Control 2 Pole 40amp | SPRS | 35.79
7996000006 |  | Tylo Sense Pure, Elite, SK Temp Limit Control 3 Pole - Pre May 2018 | SPRS | 61.35
7996000007 |  | Tylo Sense Sauna Heater Temp Limit Control 3 Pole (May 2018 onwards) | SPRS | 79.24
7996000011 |  | Tylo Timer 4 Pole for Compact | SPRS | 71.57
7996000012 |  | Tylo Timer 6 Pole 9 + 3Hr | SPRS | 61.35
7996000013 |  | Tylo Timer 6 Pole 12Hr (TS30-012) | SPRS | 81.8
7996000022 |  | Tylo Thermostat 4 Pole 1.87 Metre Cap Tube | SPRS | 138.03
7996000023 |  | Tylo Thermostat 4 Pole 5 Metre Cap Tube | SPRS | 253.06
7996000026 |  | Tylo Sport Thermostat 3 Pole | SPRS | 132.92
7996000027 |  | Tylo Thermostat 3 Pole for Compact 2/4 | SPRS | 92.02
7996000068 |  | Tylo Sense Elite / Home / Commercial / Commercial RB Circuit Card | SPRS | 465.21
7996000105 |  | Tylo Combi RC6 H2 Circuit Card | SPRS | 342.52
7996000111 |  | Tylo Timer Knob 2313 85E | SPRS | 5.11
7996000132 |  | Tylo Sense Pure / Elite On/Off Knob | SPRS | 20.45
7996000157 |  | Tylo Expression Combi Water Tank Heating Element | SPRS | 86.91
7996000159 |  | Tylo Expression / Expression Combi Element 10kW | SPRS | 82.65
7996000161 |  | Tylo Compact Element 2/4kW | SPRS | 88.19
7996000162 |  | Tylo Heater Element 2200W | SPRS | 74.13
7996000164 |  | Tylo Heater Element 2670W | SPRS | 81.8
7996000165 |  | Tylo Heater Element 1750W x 6 x 9 for SD10, SDK10 & SD16 | SPRS | 86.91
7996000166 |  | Tylo Heater Element 2225W | SPRS | 87.76
7996000177 |  | Tylo Sense Heater Element 8kW | SPRS | 81.8
7996000178 |  | Tylo Sense Heater Element 6kW | SPRS | 74.13
7996000192 |  | Tylo Sense Sport Combi 4 Herb Water Tank (TBC) | SPRS | 365.53
7996000193 |  | Tylo Sense Combi Water Tank | SPRS | 431.98
7996000194 |  | Tylo Expression Combi Water Tank | SPRS | 815.4
7996000218 |  | Tylo Sense Combi Pure / Elite Water Tank | SPRS | 357.86
7996000222 |  | Tylo Sense Combi Steam Generator Element Pre May 2013 | SPRS | 89.46
7996000223 |  | Tylo Sense Combi Pure 1.5kW Element Water Tank Heating Element | SPRS | 79.24
7996000242 |  | Tylo New Style Sense 8kW Elements | SPRS | 81.8
7996000243 |  | Tylo New Style Sense 6kW Elements | SPRS | 74.13
7996000257 |  | Tylo Sense Sport Thermostat 3 Pole (Oct 2014 Onwards) | SPRS | 66.89
7996000258 |  | Tylo Thermostat 3 Pole (2012 - Jan 2014) | SPRS | 61.35
7996000286 |  | Tylo Sense Combi Elite 2.5kW Water Tank Heating Element | SPRS | 86.91
7996000288 |  | Tylo Sense and Sense Combi Pure / Elite 10kW Element | SPRS | 76.68
7996000731 |  | Tylo Sense Sport Combi 4 Hose with Plug | SPRS | 38.34
7996000734 |  | Tylo Sense Combi Pure / Elite Level Probe | SPRS | 58.79
7996000902 |  | Tylo Sense Sport 2/4 & Sense Sport Combi 4 Heater Twin Elements 2 x 24.7 OHM | SPRS | 171.26
7996000904 |  | Tylo Sense Sport 2/4 & Combi 4 Timer Dial | SPRS | 10.22
7996000906 |  | Tylo Sense Sport 2/4 & Combi 4 Thermostat Dial | SPRS | 15.34
7996000908 |  | Tylo Sense Sport 2/4 Thermostat | SPRS | 86.91
7996000910 |  | Tylo Sense Sport 2/4 & Combi 4 Steam Dial | SPRS | 17.89
7996000914 |  | Tylo Sense Sport 2/4 & Combi 4 High temperature protection thermostat | SPRS | 15.34
7996000916 |  | Tylo Sense Sport Combi 4 Herb Grille | SPRS | 51.12
7996000918 |  | Tylo Sense Sport Combi 4 Water Level Float | SPRS | 23.01
7996000920 |  | Tylo Sense Sport Combi 4 Filler Grille | SPRS | 158.48
7996000922 |  | Tylo Sense Sport Combi 4 Thermostat Reservoir | SPRS | 35.79
7996000924 |  | Tylo Sense Sport Combi 4 Temp Cut-Out Reservoir | SPRS | 38.34
7996000926 |  | Tylo Sense Sport Combi 4 Steam Tank Element | SPRS | 104.8
8092820005 |  | Helo OK33 3 Phase Control Panel Contactor 25 Amp | SPRS | 178.99
8092820020 |  | Helo OK33 3 Phase Control Panel Contactor Timer and On/Off Switch | SPRS | 90.35
8092820035 |  | Helo OK33 Control Panel Knob - Black | SPRS | 13.99
8092820060 |  | Helo OK33 Control Panel PCB | SPRS | 252.04
8092820075 |  | Helo OK33 Control Panel Temperature Sensor | SPRS | 161.87
8092820890 |  | Helo OK33 Control Panel Protective Cover - Lockable | SPRS | 151.62
8096000071 |  | Tylo Thermistor cc 10.0HM 4M | SPRS | 23.01
8096000074 |  | Tylo Elite Control Panel Humidity Sensor (for use with Combi Elite Heater) | SPRS | 155.92
8096000076 |  | Tylo Pilot Lamp | SPRS | 15.34
8096000091 |  | Tylo Circuit Card RB 16A (For RB30 Relay Box) | SPRS | 184.04
8096000110 |  | Tylo TS30-012 Temperature Knob | SPRS | 7.67
8096000122 |  | Tylo TS30-012 Control Panel Bulb Bracket 6B | SPRS | 10.22
8096000219 |  | Tylo Pure / Elite Temp Sensor 10KOHM 4,0M RJ10 | SPRS | 35.79
8096000265 |  | Tylo 5M Extension Cable Elite / Pure Control Panel | SPRS | 28.12
8110001570 |  | Tylo 5W 12V Bulb for Downlighter | SPRS | 6.391
8110001571 |  | Tylo 3W 12V Backrest Bulb | SPRS | 6.413
8224000234 |  | Tylo Magnetic Rubber Door Strip 1945mm, Silver. | SPRS | 38.34
8224000236 |  | Tylo Magnetic Rubber Strip 694mm | SPRS | 23.01
8296000125 |  | Tylo Ceiling Vent Kit 140mm | SPRS | 58.79
8296000130 |  | Tylo Steam Jet Nozzle | SPRS | 15.34
8296000135 |  | Tylo Silicone White - New | SPRS | 48.57
8296000140 |  | Tylo Magnetic Metal Strip 174cm (Long) | SPRS | 92.79
8296000141 |  | Tylo Magnetic Metal Strip 67cm (Short) | SPRS | 33.93
8296000148 |  | Tylo Steam Aluminium Door Handle for 60G & 101G Door Complete with Fixings & Gaskets | SPRS | 204.49
8296000150 |  | Tylo 60G Drip Strip | SPRS | 56.23
8296000972 |  | Tylo Panacea Door Handle Kit | SPRS | 219.83
8347000188 |  | Tylo Sealed Tank Assembly 12 / 24Va Complete | SPRS | 1048.01
8393981424 |  | Tylo Home / Commercial PCB Temperature Sensor | SPRS | 17.89
8396000040 |  | Tylo VA/VB/Home 6 Pole On / Off Switch | SPRS | 33.23
8396000042 |  | Tylo Contactor 3 Pole K209 A10 | SPRS | 51.12
8396000053 |  | Tylo VA Inlet Solenoid Valve | SPRS | 56.23
8396000056 |  | Tylo VB Solenoid Valve Inlet | SPRS | 46.01
8396000060 |  | Tylo Activator For New Outlet Valve (VA/VB) | SPRS | 35.79
8396000069 |  | Tylo Commercial / RB Commercial Circuit Card (Add on) | SPRS | 186.6
8396000073 |  | Tylo Temp Sensor 10K for 2002 VA PCB | SPRS | 17.89
8396000088 |  | Tylo Circuit Card VA/VB 2002 | SPRS | 189.15
8396000110 |  | Tylo Home Power / Thermostat Knob | SPRS | 7.67
8396000123 |  | Tylo Plunger VA/VB Outlet Valve (New) | SPRS | 10.22
8396000129 |  | Tylo Steam Outlet Essential | SPRS | 25.56
8396000131 |  | Tylo VA Steam Outlet, Complete | SPRS | 286.29
8396000139 |  | Tylo Metal VA/VB Drain Joining Plate | SPRS | 10.22
8396000152 |  | Tylo Commercial Level Probe | SPRS | 84.35
8396000180 |  | Tylo VA/VB Level Probe (Long) New Type | SPRS | 33.23
8396000186 |  | Tylo Steam Tank For 2-4 / 6VB | SPRS | 812.85
8396000187 |  | Tylo Sealed Tank Assembly Complete 6VA | SPRS | 958.55
8396000189 |  | Tylo Sealed Tank Assembly 9 / 18 / 27VA Complete | SPRS | 1045.45
8396000195 |  | Tylo Home / Commercial Inlet Solenoid | SPRS | 101.2891
8396000220 |  | Tylo VB Tank Element with Sensor Tube | SPRS | 107.36
8396000224 |  | Tylo 6VB Tank Element 23 OHM | SPRS | 107.36
8396000226 |  | Tylo Home Twin Element 2 x 17.5 OHM | SPRS | 112.47
8396000228 |  | Tylo 15kW Commercial Element 2 x 21.1 OHM | SPRS | 102.24
8396000232 |  | Tylo 12kW VA Tank / Commercial Element Twin 2 x 26OHM | SPRS | 97.6
8396000233 |  | Tylo 6kW VA Tank Element Single 26 OHM | SPRS | 66.46
8396000234 |  | Tylo 9kW VA Tank/ Commercial Element Twin 2 x 35 OHM | SPRS | 107.36
8396000273 |  | Tylo Commercial / RB Commercial / RB Commercial Lite Power Switch | SPRS | 7.67
8396000279 |  | Tylo Home / Commercial Safety Valve | SPRS | 38.34
8396000280 |  | Tylo Home Level Probe 17.5 OHM | SPRS | 89.46
8396000281 |  | Tylo Home / Commercial Motorised Outlet Valve | SPRS | 360.73
8396000284 |  | Tylo Home Single Element 17.5 OHM | SPRS | 99.69
8596000210 |  | Tylo Fresh Replacement Wick | SPRS | 20.45